## Main Sheet
Box / Port # | Activation Phase | Activation Phase Date | First Name | Last Name | Uniqname | Department | WorkGroup | PC Term ID (if deploying Jabber) | BLDG | Unit Rm # | FLOOR | Room # | Faceplate/Jack # | Patch Panel Port A | (Marcia's)Face Plate Position | Outlet Configuration | Port A | Port B | Jack # B | Patch Panel Port B | Port C | Patch Panel Port C | Port D | Port E | Port F | BDF Ca/Pr (if analog) | IDF Ca/Pr (if analog) | Serving IDF | Call Manager Programming | Directory Number | Telephone Number | MAC Address | Set Type | Device Description | DN Display | CSS | Red Phones | Patient Phone | Device Pool | Voice Gateway Name | Voice Gateway Port | Voicemail Yes/No | Voicemail in Email Yes/No | Forward No Answer/Busy (if other than Voicemail) | Call Pickup Group | Special programming? | OtherANLG= FAX -Cordless -Outside- CCARD | Any Special Requirements? | Voice Project Lead Comments | Voice Architect Comments
|  |  | UNIV PATIENT RM |  |  | PAVILION CORE TEAM_NRS |  |  | PAV | 10-01 | LEVEL 10 | 10-101 |  |  | 3 | 3C | PT PHONE | WIRED SPARE |  |  | SPARE |  |  | CAPSULE P-P | CAPSULE P-P |  |  | IDF 10-334C |  | 22005 | 7342322005 |  | PT PHONE | PAV-10-101--3 | PAV-INTERNAL CALLER | 10-Ann_Arbor-Local-CSS |  | PT PHONE | Patient Phone Device Pool |  |  | No | [5 empty] | bed rail holder
|  |  | UNIV PATIENT RM |  |  | PAVILION CORE TEAM_NRS |  |  | PAV | 10-02 | LEVEL 10 | 10-103 |  |  | 3 | 3C | PT PHONE | WIRED SPARE |  |  | SPARE |  |  | CAPSULE P-P |  |  |  | IDF 10-334C |  | 22015 | 7342322015 |  | PT PHONE | PAV-10-103--3 | PAV-INTERNAL CALLER | 10-Ann_Arbor-Local-CSS |  | PT PHONE | Patient Phone Device Pool |  |  | No | [5 empty] | bed rail holder
|  |  | UNIV PATIENT RM |  |  | PAVILION CORE TEAM_NRS |  |  | PAV | 10-03 | LEVEL 10 | 10-105 |  |  | 3 | 3C | PT PHONE | WIRED SPARE |  |  | SPARE |  |  | CAPSULE P-P |  |  |  | IDF 10-122C |  | 22072 | 7342322072 |  | PT PHONE | PAV-10-105--3 | PAV-INTERNAL CALLER | 10-Ann_Arbor-Local-CSS |  | PT PHONE | Patient Phone Device Pool |  |  | No | [5 empty] | bed rail holder
|  |  | NURSES STATION |  |  | NURSES STATION |  |  | PAV |  | LEVEL 10 | 10-106 |  |  | 1 | 3 | PHONE/WORKSTATION | PRINTER |  |  | LABEL PRINTER | [6 empty] | IDF 10-334C |  | 39041 | 7347639041 |  | 8811 | PAV-10-106--1 | PAV-RN STA 10-106 | 40-Ann_Arbor-Continental_US-CSS | [5 empty] | No
|  |  | NURSES STATION |  |  | NURSES STATION |  |  | PAV |  | LEVEL 10 | 10-106 |  |  | 7 | 3 | PHONE/WORKSTATION | WIRED SPARE |  |  | SPARE | [6 empty] | IDF 10-334C |  | 39060 | 7347639060 |  | 8811 | PAV-10-106--7 | PAV-RN STA 10-106 | 40-Ann_Arbor-Continental_US-CSS | [5 empty] | No
|  |  | NURSES STATION |  |  | NURSES STATION |  |  | PAV |  | LEVEL 10 | 10-106 |  |  | 3 | 3 |  |  |  |  | ANLG-RED PHONE | [6 empty] | IDF 10-334C |  | RED PHONE |  |  | RED PHONE | PAV-10-106--3 | PAV-10-106--3 RED PHONE |  | RED PHONE
|  |  | UNIV PATIENT RM |  |  | PAVILION CORE TEAM_NRS |  |  | PAV | 10-04 | LEVEL 10 | 10-107 |  |  | 3 | 3C | PT PHONE | WIRED SPARE |  |  | SPARE |  |  | CAPSULE P-P |  |  |  | IDF 10-122C |  | 22074 | 7342322074 |  | PT PHONE | PAV-10-107--3 | PAV-INTERNAL CALLER | 10-Ann_Arbor-Local-CSS |  | PT PHONE | Patient Phone Device Pool |  |  | No | [5 empty] | bed rail holder
|  |  | MEDICATION |  |  | PHARMACY/NURSING |  |  | PAV |  | LEVEL 10 | 10-108 |  |  | 1 | 3 | PHONE/WORKSTATION | WIRED SPARE |  |  | SPARE | [6 empty] | IDF 10-334C |  | 39097 | 7347639097 |  | 8811 | PAV-10-108--1 | PAV-MED RM 10-108 | 40-Ann_Arbor-Continental_US-CSS | [5 empty] | No
|  |  | MEDICATION |  |  | PHARMACY/NURSING |  |  | PAV |  | LEVEL 10 | 10-108 |  |  | 3 | 3 | MEDICAL EQUIPMENT-FIXED | PHONE/WORKSTATION |  |  | SPARE | [6 empty] | IDF 10-334C |  | 39104 | 7347639104 |  | 8811 | PAV-10-108--3 | PAV-MED RM 10-108 | 40-Ann_Arbor-Continental_US-CSS | [5 empty] | No
|  |  | UNIV PATIENT RM |  |  | PAVILION CORE TEAM_NRS |  |  | PAV | 10-05 | LEVEL 10 | 10-109 |  |  | 3 | 3C | PT PHONE | WIRED SPARE |  |  | SPARE |  |  | CAPSULE P-P |  |  |  | IDF 10-122C |  | 22081 | 7342322081 |  | PT PHONE | PAV-10-109--3 | PAV-INTERNAL CALLER | 10-Ann_Arbor-Local-CSS |  | PT PHONE | Patient Phone Device Pool |  |  | No | [5 empty] | bed rail holder
|  |  | CORRIDOR |  |  | HOUSE PHONE |  |  | PAV |  | LEVEL 10 | 10-110Z |  |  | 1 | W | PHONE | [10 empty] | IDF 10-122C |  | 39131 | 7347639131 |  | 6901W | PAV-10-110Z--1 | PAV-CORR 10-110Z | 00-Ann_Arbor-Internal-CSS | [5 empty] | No
|  |  | UNIV PATIENT RM |  |  | PAVILION CORE TEAM_NRS |  |  | PAV | 10-06 | LEVEL 10 | 10-111 |  |  | 3 | 3C | PT PHONE | WIRED SPARE |  |  | SPARE |  |  | CAPSULE P-P |  |  |  | IDF 10-122C |  | 22097 | 7342322097 |  | PT PHONE | PAV-10-111--3 | PAV-INTERNAL CALLER | 10-Ann_Arbor-Local-CSS |  | PT PHONE | Patient Phone Device Pool |  |  | No | [5 empty] | bed rail holder
|  |  | UNIV PATIENT RM |  |  | PAVILION CORE TEAM_NRS |  |  | PAV | 10-07 | LEVEL 10 | 10-113 |  |  | 3 | 3C | PT PHONE | WIRED SPARE |  |  | SPARE |  |  | CAPSULE P-P |  |  |  | IDF 10-122C |  | 22108 | 7342322108 |  | PT PHONE | PAV-10-113--3 | PAV-INTERNAL CALLER | 10-Ann_Arbor-Local-CSS |  | PT PHONE | Patient Phone Device Pool |  |  | No | [5 empty] | bed rail holder
|  |  | DIETICIAN WORKROOM |  |  | PFANS |  |  | PAV |  | LEVEL 10 | 10-114 |  |  | 1 | 3 | PHONE/WORKSTATION | WIRED SPARE |  |  | SPARE | [6 empty] | IDF 10-334C |  | 39191 | 7347639191 |  | 8811 | PAV-10-114--1 | PAV-PFANS DIET WKRM | 40-Ann_Arbor-Continental_US-CSS | [5 empty] | Yes
|  |  | DIETICIAN WORKROOM |  |  | PFANS |  |  | PAV |  | LEVEL 10 | 10-114 |  |  | 2 | 3 | PHONE/WORKSTATION | PRINTER |  |  | SPARE | [6 empty] | IDF 10-334C |  | 39231 | 7347639231 |  | 8811 | PAV-10-114--2 | PAV-PFANS DIET WKRM | 40-Ann_Arbor-Continental_US-CSS | [5 empty] | Yes
|  |  | UNIV PATIENT RM |  |  | PAVILION CORE TEAM_NRS |  |  | PAV | 10-08 | LEVEL 10 | 10-115 |  |  | 3 | 3C | PT PHONE | WIRED SPARE |  |  | SPARE |  |  | CAPSULE P-P |  |  |  | IDF 10-122C |  | 22163 | 7342322163 |  | PT PHONE | PAV-10-115--3 | PAV-INTERNAL CALLER | 10-Ann_Arbor-Local-CSS |  | PT PHONE | Patient Phone Device Pool |  |  | No | [5 empty] | bed rail holder
|  |  | UNIV PATIENT RM ADA |  |  | PAVILION CORE TEAM_NRS |  |  | PAV | 10-09 | LEVEL 10 | 10-117 |  |  | 3 | 3C | PT PHONE | WIRED SPARE |  |  | SPARE |  |  | CAPSULE P-P |  |  |  | IDF 10-122C |  | 22186 | 7342322186 |  | PT PHONE | PAV-10-117--3 | PAV-INTERNAL CALLER | 10-Ann_Arbor-Local-CSS |  | PT PHONE | Patient Phone Device Pool |  |  | No | [5 empty] | bed rail holder
|  |  | UNIV ISO PATIENT RM |  |  | PAVILION CORE TEAM_NRS |  |  | PAV | 10-10 | LEVEL 10 | 10-201 |  |  | 3 | 3C | PT PHONE | WIRED SPARE |  |  | SPARE |  |  | CAPSULE P-P |  |  |  | IDF 10-122C |  | 22204 | 7342322204 |  | PT PHONE | PAV-10-201--3 | PAV-INTERNAL CALLER | 10-Ann_Arbor-Local-CSS |  | PT PHONE | Patient Phone Device Pool |  |  | No | [5 empty] | bed rail holder
|  |  | UNIV PATIENT RM |  |  | PAVILION CORE TEAM_NRS |  |  | PAV | 10-11 | LEVEL 10 | 10-203 |  |  | 3 | 3C | PT PHONE | WIRED SPARE |  |  | SPARE |  |  | CAPSULE P-P |  |  |  | IDF 10-122C |  | 22280 | 7342322280 |  | PT PHONE | PAV-10-203--3 | PAV-INTERNAL CALLER | 10-Ann_Arbor-Local-CSS |  | PT PHONE | Patient Phone Device Pool |  |  | No | [5 empty] | bed rail holder
|  |  | UNIV PATIENT RM |  |  | PAVILION CORE TEAM_NRS |  |  | PAV | 10-12 | LEVEL 10 | 10-205 |  |  | 3 | 3C | PT PHONE | WIRED SPARE |  |  | SPARE |  |  | CAPSULE P-P |  |  |  | IDF 10-122C |  | 22303 | 7342322303 |  | PT PHONE | PAV-10-205--3 | PAV-INTERNAL CALLER | 10-Ann_Arbor-Local-CSS |  | PT PHONE | Patient Phone Device Pool |  |  | No | [5 empty] | bed rail holder
|  |  | TEAM ROOM |  |  | PAVILION CORE TEAM |  |  | PAV |  | LEVEL 10 | 10-206 |  |  | 1 | 3 | PHONE/WORKSTATION | WORKSTATION |  |  | SPARE | [6 empty] | IDF 10-122C |  | 39240 | 7347639240 |  | 8811 | PAV-10-206--1 | PAV-TM RM 10-206 | 40-Ann_Arbor-Continental_US-CSS | [5 empty] | No
|  |  | TEAM ROOM |  |  | PAVILION CORE TEAM |  |  | PAV |  | LEVEL 10 | 10-206 |  |  | 4 | 3 | PHONE/WORKSTATION | WIRED SPARE |  |  | SPARE | [6 empty] | IDF 10-122C |  | 39244 | 7347639244 |  | 8811 | PAV-10-206--4 | PAV-TM RM 10-206 | 40-Ann_Arbor-Continental_US-CSS | [5 empty] | No
|  |  | TEAM ROOM |  |  | PAVILION CORE TEAM |  |  | PAV |  | LEVEL 10 | 10-206 |  |  | 6 | 3 | PHONE/WORKSTATION | WIRED SPARE |  |  | SPARE | [6 empty] | IDF 10-122C |  | 39263 | 7347639263 |  | 8811 | PAV-10-206--6 | PAV-TM RM 10-206 | 40-Ann_Arbor-Continental_US-CSS | [5 empty] | No
|  |  | TEAM ROOM |  |  | PAVILION CORE TEAM |  |  | PAV |  | LEVEL 10 | 10-206 |  |  | 9 | 3 | PHONE/WORKSTATION | WIRED SPARE |  |  | SPARE | [6 empty] | IDF 10-122C |  | 39280 | 7347639280 |  | 8811 | PAV-10-206--9 | PAV-TM RM 10-206 | 40-Ann_Arbor-Continental_US-CSS | [5 empty] | No
|  |  | TEAM ROOM |  |  | PAVILION CORE TEAM |  |  | PAV |  | LEVEL 10 | 10-206 |  |  | 13 | 3 | PHONE/WORKSTATION | WIRED SPARE |  |  | SPARE | [6 empty] | IDF 10-122C |  | 39366 | 7347639366 |  | 8811 | PAV-10-206--13 | PAV-TM RM 10-206 | 40-Ann_Arbor-Continental_US-CSS | [5 empty] | No
|  |  | UNIV PATIENT RM |  |  | PAVILION CORE TEAM_NRS |  |  | PAV | 10-13 | LEVEL 10 | 10-207 |  |  | 3 | 3C | PT PHONE | WIRED SPARE |  |  | SPARE |  |  | CAPSULE P-P |  |  |  | IDF 10-122C |  | 22432 | 7342322432 |  | PT PHONE | PAV-10-207--3 | PAV-INTERNAL CALLER | 10-Ann_Arbor-Local-CSS |  | PT PHONE | Patient Phone Device Pool |  |  | No | [5 empty] | bed rail holder
|  |  | UNIV PATIENT RM |  |  | PAVILION CORE TEAM_NRS |  |  | PAV | 10-14 | LEVEL 10 | 10-209 |  |  | 3 | 3C | PT PHONE | WIRED SPARE |  |  | SPARE |  |  | CAPSULE P-P |  |  |  | IDF 10-122C |  | 22440 | 7342322440 |  | PT PHONE | PAV-10-209--3 | PAV-INTERNAL CALLER | 10-Ann_Arbor-Local-CSS |  | PT PHONE | Patient Phone Device Pool |  |  | No | [5 empty] | bed rail holder
|  |  | UNIV PATIENT RM ADA |  |  | PAVILION CORE TEAM_NRS |  |  | PAV | 10-15 | LEVEL 10 | 10-211 |  |  | 3 | 3C | PT PHONE | WIRED SPARE |  |  | SPARE |  |  | CAPSULE P-P |  |  |  | IDF 10-122C |  | 22441 | 7342322441 |  | PT PHONE | PAV-10-211--3 | PAV-INTERNAL CALLER | 10-Ann_Arbor-Local-CSS |  | PT PHONE | Patient Phone Device Pool |  |  | No | [5 empty] | bed rail holder
|  |  | NURSES STATION |  |  | NURSES STATION |  |  | PAV |  | LEVEL 10 | 10-212 |  |  | 2 | 3 | PHONE/WORKSTATION | WIRED SPARE |  |  | SPARE | [6 empty] | IDF 10-122C |  | 39378 | 7347639378 |  | 8811 | PAV-10-212--2 | PAV-RN STA 10-212 | 40-Ann_Arbor-Continental_US-CSS | [5 empty] | No
|  |  | NURSES STATION |  |  | NURSES STATION |  |  | PAV |  | LEVEL 10 | 10-212 |  |  | 4 | 3 | PHONE/WORKSTATION | WIRED SPARE |  |  | SPARE | [6 empty] | IDF 10-122C |  | 39383 | 7347639383 |  | 8811 | PAV-10-212--4 | PAV-RN STA 10-212 | 40-Ann_Arbor-Continental_US-CSS | [5 empty] | No
|  |  | NURSES STATION |  |  | NURSES STATION |  |  | PAV |  | LEVEL 10 | 10-212 |  |  | 6 | 3 | PHONE/WORKSTATION | WIRED SPARE |  |  | SPARE | [6 empty] | IDF 10-122C |  | 39391 | 7347639391 |  | 8811 | PAV-10-212--6 | PAV-RN STA 10-212 | 40-Ann_Arbor-Continental_US-CSS | [5 empty] | No
|  |  | NURSES STATION |  |  | NURSES STATION |  |  | PAV |  | LEVEL 10 | 10-212 |  |  | 8 | 3 | PHONE/WORKSTATION | WIRED SPARE |  |  | SPARE | [6 empty] | IDF 10-122C |  | 39427 | 7347639427 |  | 8811 | PAV-10-212--8 | PAV-RN STA 10-212 | 40-Ann_Arbor-Continental_US-CSS | [5 empty] | No
|  |  | NURSES STATION |  |  | NURSES STATION |  |  | PAV |  | LEVEL 10 | 10-212 |  |  | 10 | 3 | PHONE/WORKSTATION | LABEL PRINTER |  |  | SPARE | [6 empty] | IDF 10-122C |  | 39439 | 7347639439 |  | 8811 | PAV-10-212--10 | PAV-RN STA 10-212 | 40-Ann_Arbor-Continental_US-CSS | [5 empty] | No
|  |  | COMMUNAL TEAMING |  |  | UNIVERSAL PATIENT STAFF |  |  | PAV |  | LEVEL 10 | 10-214 |  |  | 1 | AV | FAX | PRINTER | [9 empty] | IDF 10-122C |  | 39443 | 7347639443 |  | ANLG-FAX | PAV-10-214--1 | PAV-FAX TM RM 10-214 | 40-Ann_Arbor-Continental_US-CSS | [5 empty] | No |  |  |  |  | ANLG-FAX |  | FAX NEED JACK - this is an AV Port
|  |  | TBD |  |  | PAVILION CORE TEAM |  |  | PAV |  | LEVEL 10 | 10-214A |  |  | 1 | 3 | PHONE/WORKSTATION | WIRED SPARE |  |  | SPARE | [6 empty] | IDF 10-122C |  | 39444 | 7347639444 |  | 8811 | PAV-10-214A--1 | PAV-TBD RM 10-214A | 40-Ann_Arbor-Continental_US-CSS | [5 empty] | No
|  |  | TBD |  |  | UNIVERSAL PATIENT STAFF |  |  | PAV |  | LEVEL 10 | 10-214B |  |  | 1 | 3 | PHONE/WORKSTATION | WIRED SPARE |  |  | SPARE | [6 empty] | IDF 10-122C |  | 39445 | 7347639445 |  | 8811 | PAV-10-214B--1 | PAV-TBD RM 10-214B | 40-Ann_Arbor-Continental_US-CSS | [5 empty] | No
|  |  | MD HOTEL OFFICE |  |  | UNIVERSAL PATIENT STAFF |  |  | PAV |  | LEVEL 10 | 10-214D |  |  | 1 | 3 | PHONE/WORKSTATION | WIRED SPARE |  |  | SPARE | [6 empty] | IDF 10-122C |  | 39466 | 7347639466 |  | 8811 | PAV-10-214D--1 | PAV-MD HOTEL OFC RM 10-214D | 40-Ann_Arbor-Continental_US-CSS | [5 empty] | No
|  |  | ADMIN |  |  | UNIVERSAL PATIENT STAFF |  |  | PAV |  | LEVEL 10 | 10-214F |  |  | 1 | 3 |  | FAX | [9 empty] | IDF 10-122C |  | 39473 | 7347639473 |  | ANLG-FAX | PAV-10-214F--1 | PAV-FAX RM 10-214F | 40-Ann_Arbor-Continental_US-CSS | [5 empty] | No |  |  |  |  | ANLG-FAX
|  |  | TBD |  |  | PAVILION CORE TEAM |  |  | PAV |  | LEVEL 10 | 10-214G |  |  | 1 | 3 | PHONE/WORKSTATION | WIRED SPARE |  |  | SPARE | [6 empty] | IDF 10-122C |  | 39540 | 7347639540 |  | 8811 | PAV-10-214G--1 | PAV-TBD RM 10-214G | 40-Ann_Arbor-Continental_US-CSS | [5 empty] | No
|  |  | OFFICE, SOCIAL WORK |  |  | UNIVERSAL PATIENT STAFF |  |  | PAV |  | LEVEL 10 | 10-216 |  |  | 1 | 3 | PHONE/WORKSTATION | PRINTER | [9 empty] | IDF 10-122C |  | 39562 | 7347639562 |  | 8811 | PAV-10-216--1 | PAV-SOC WRK 10-216 | 40-Ann_Arbor-Continental_US-CSS | [5 empty] | No
|  |  | OFFICE, SOCIAL WORK |  |  | UNIVERSAL PATIENT STAFF |  |  | PAV |  | LEVEL 10 | 10-216 |  |  | 1 | 3 |  |  |  |  | FAX | [6 empty] | IDF 10-122C |  | 39614 | 7347639614 |  | ANLG-FAX | PAV-10-216--1 | PAV-FAX SW 10-216 | 40-Ann_Arbor-Continental_US-CSS | [5 empty] | No |  |  |  |  | ANLG-FAX
|  |  | OFFICE, SOCIAL WORK |  |  | UNIVERSAL PATIENT STAFF |  |  | PAV |  | LEVEL 10 | 10-216 |  |  | 2 | 3 | PHONE/WORKSTATION | WIRED SPARE |  |  | SPARE | [6 empty] | IDF 10-122C |  | 39654 | 7347639654 |  | 8811 | PAV-10-216--2 | PAV-SOC WRK 10-216 | 40-Ann_Arbor-Continental_US-CSS | [5 empty] | Yes
|  |  | UNIV PATIENT RM |  |  | PAVILION CORE TEAM_NRS |  |  | PAV | 10-16 | LEVEL 10 | 10-301 |  |  | 3 | 3C | PT PHONE | WIRED SPARE |  |  | SPARE |  |  | CAPSULE P-P |  |  |  | IDF 10-122C |  | 22442 | 7342322442 |  | PT PHONE | PAV-10-301--3 | PAV-INTERNAL CALLER | 10-Ann_Arbor-Local-CSS |  | PT PHONE | Patient Phone Device Pool |  |  | No | [5 empty] | bed rail holder
|  |  | NURSES STATION |  |  | NURSES STATION |  |  | PAV |  | LEVEL 10 | 10-302 |  |  | 1 | 3 | PHONE/WORKSTATION | WIRED SPARE |  |  | SPARE | [6 empty] | IDF 10-122C |  | 39657 | 7347639657 |  | 8811 | PAV-10-302--1 | PAV-RN STA 10-302 | 40-Ann_Arbor-Continental_US-CSS | [5 empty] | No
|  |  | NURSES STATION |  |  | NURSES STATION |  |  | PAV |  | LEVEL 10 | 10-302 |  |  | 5 | 3 | PHONE/WORKSTATION | LABEL PRINTER |  |  | SPARE | [6 empty] | IDF 10-122C |  | 39671 | 7347639671 |  | 8811 | PAV-10-302--5 | PAV-RN STA 10-302 | 40-Ann_Arbor-Continental_US-CSS | [5 empty] | No
|  |  | NURSES STATION |  |  | NURSES STATION |  |  | PAV |  | LEVEL 10 | 10-302 |  |  | 3 | 3 |  |  |  |  | ANLG-RED PHONE | [6 empty] | IDF 10-122C |  | RED PHONE |  |  | RED PHONE | PAV-10-302--3 | PAV-10-302--3 RED PHONE |  | RED PHONE | [11 empty] | RED PHONE
|  |  | UNIV PATIENT RM |  |  | PAVILION CORE TEAM_NRS |  |  | PAV | 10-17 | LEVEL 10 | 10-303 |  |  | 3 | 3C | PT PHONE | WIRED SPARE |  |  | SPARE |  |  | CAPSULE P-P |  |  |  | IDF 10-122C |  | 22443 | 7342322443 |  | PT PHONE | PAV-10-303--3 | PAV-INTERNAL CALLER | 10-Ann_Arbor-Local-CSS |  | PT PHONE | Patient Phone Device Pool |  |  | No | [5 empty] | bed rail holder
|  |  | UNIV PATIENT RM |  |  | PAVILION CORE TEAM_NRS |  |  | PAV | 10-18 | LEVEL 10 | 10-305 |  |  | 3 | 3C | PT PHONE | WIRED SPARE |  |  | SPARE |  |  | CAPSULE P-P |  |  |  | IDF 10-122C |  | 22447 | 7342322447 |  | PT PHONE | PAV-10-305--3 | PAV-INTERNAL CALLER | 10-Ann_Arbor-Local-CSS |  | PT PHONE | Patient Phone Device Pool |  |  | No | [5 empty] | bed rail holder
|  |  | UNIV PATIENT RM |  |  | PAVILION CORE TEAM_NRS |  |  | PAV | 10-19 | LEVEL 10 | 10-307 |  |  | 3 | 3C | PT PHONE | WIRED SPARE |  |  | SPARE |  |  | CAPSULE P-P |  |  |  | IDF 10-122C |  | 22454 | 7342322454 |  | PT PHONE | PAV-10-307--3 | PAV-INTERNAL CALLER | 10-Ann_Arbor-Local-CSS |  | PT PHONE | Patient Phone Device Pool |  |  | No | [5 empty] | bed rail holder
|  |  | UNIV PATIENT RM |  |  | PAVILION CORE TEAM_NRS |  |  | PAV | 10-20 | LEVEL 10 | 10-309 |  |  | 3 | 3C | PT PHONE | WIRED SPARE |  |  | SPARE |  |  | CAPSULE P-P |  |  |  | IDF 10-122C |  | 22470 | 7342322470 |  | PT PHONE | PAV-10-309--3 | PAV-INTERNAL CALLER | 10-Ann_Arbor-Local-CSS |  | PT PHONE | Patient Phone Device Pool |  |  | No | [5 empty] | bed rail holder
|  |  | UNIV PATIENT RM |  |  | PAVILION CORE TEAM_NRS |  |  | PAV | 10-21 | LEVEL 10 | 10-311 |  |  | 3 | 3C | PT PHONE | WIRED SPARE |  |  | SPARE |  |  | CAPSULE P-P |  |  |  | IDF 10-334C |  | 22478 | 7342322478 |  | PT PHONE | PAV-10-311--3 | PAV-INTERNAL CALLER | 10-Ann_Arbor-Local-CSS |  | PT PHONE | Patient Phone Device Pool |  |  | No | [5 empty] | bed rail holder
|  |  | UNIV PATIENT RM |  |  | PAVILION CORE TEAM_NRS |  |  | PAV | 10-22 | LEVEL 10 | 10-313 |  |  | 3 | 3C | PT PHONE | WIRED SPARE |  |  | SPARE |  |  | CAPSULE P-P |  |  |  | IDF 10-334C |  | 22488 | 7342322488 |  | PT PHONE | PAV-10-313--3 | PAV-INTERNAL CALLER | 10-Ann_Arbor-Local-CSS |  | PT PHONE | Patient Phone Device Pool |  |  | No | [5 empty] | bed rail holder
|  |  | UNIV PATIENT RM |  |  | PAVILION CORE TEAM_NRS |  |  | PAV | 10-23 | LEVEL 10 | 10-315 |  |  | 4 | 3C | PT PHONE | WIRED SPARE |  |  | SPARE |  |  | CAPSULE P-P |  |  |  | IDF 10-334C |  | 22494 | 7342322494 |  | PT PHONE | PAV-10-315--4 | PAV-INTERNAL CALLER | 10-Ann_Arbor-Local-CSS |  | PT PHONE | Patient Phone Device Pool |  |  | No | [5 empty] | bed rail holder
|  |  | UNIV ISO PATIENT RM |  |  | PAVILION CORE TEAM_NRS |  |  | PAV | 10-24 | LEVEL 10 | 10-317 |  |  | 3 | 3C | PT PHONE | WIRED SPARE |  |  | SPARE |  |  | CAPSULE P-P |  |  |  | IDF 10-334C |  | 22499 | 7342322499 |  | PT PHONE | PAV-10-317--3 | PAV-INTERNAL CALLER | 10-Ann_Arbor-Local-CSS |  | PT PHONE | Patient Phone Device Pool |  |  | No | [5 empty] | bed rail holder
|  |  | UNIV PATIENT RM |  |  | PAVILION CORE TEAM_NRS |  |  | PAV | 10-25 | LEVEL 10 | 10-319 |  |  | 4 | 3C | PT PHONE | WIRED SPARE |  |  | SPARE |  |  | CAPSULE P-P |  |  |  | IDF 10-334C |  | 22500 | 7342322500 |  | PT PHONE | PAV-10-319--4 | PAV-INTERNAL CALLER | 10-Ann_Arbor-Local-CSS |  | PT PHONE | Patient Phone Device Pool |  |  | No | [5 empty] | bed rail holder
|  |  | UNIV PATIENT RM |  |  | PAVILION CORE TEAM_NRS |  |  | PAV | 10-26 | LEVEL 10 | 10-321 |  |  | 3 | 3C | PT PHONE | WIRED SPARE |  |  | SPARE |  |  | CAPSULE P-P |  |  |  | IDF 10-334C |  | 22501 | 7342322501 |  | PT PHONE | PAV-10-321--3 | PAV-INTERNAL CALLER | 10-Ann_Arbor-Local-CSS |  | PT PHONE | Patient Phone Device Pool |  |  | No | [5 empty] | bed rail holder
|  |  | UNIV PATIENT RM |  |  | PAVILION CORE TEAM_NRS |  |  | PAV | 10-27 | LEVEL 10 | 10-323 |  |  | 3 | 3C | PT PHONE | WIRED SPARE |  |  | SPARE |  |  | CAPSULE P-P |  |  |  | IDF 10-334C |  | 22502 | 7342322502 |  | PT PHONE | PAV-10-323--3 | PAV-INTERNAL CALLER | 10-Ann_Arbor-Local-CSS |  | PT PHONE | Patient Phone Device Pool |  |  | No | [5 empty] | bed rail holder
|  |  | UNIV PATIENT RM |  |  | PAVILION CORE TEAM_NRS |  |  | PAV | 10-28 | LEVEL 10 | 10-325 |  |  | 3 | 3C | PT PHONE | WIRED SPARE |  |  | SPARE |  |  | CAPSULE P-P |  |  |  | IDF 10-334C |  | 22503 | 7342322503 |  | PT PHONE | PAV-10-325--3 | PAV-INTERNAL CALLER | 10-Ann_Arbor-Local-CSS |  | PT PHONE | Patient Phone Device Pool |  |  | No | [5 empty] | bed rail holder
|  |  | UNIV PATIENT RM |  |  | PAVILION CORE TEAM_NRS |  |  | PAV | 10-29 | LEVEL 10 | 10-327 |  |  | 3 | 3C | PT PHONE | WIRED SPARE |  |  | SPARE |  |  | CAPSULE P-P |  |  |  | IDF 10-438C |  | 22505 | 7342322505 |  | PT PHONE | PAV-10-327--3 | PAV-INTERNAL CALLER | 10-Ann_Arbor-Local-CSS |  | PT PHONE | Patient Phone Device Pool |  |  | No | [5 empty] | bed rail holder
|  |  | NURSES STATION |  |  | NURSES STATION |  |  | PAV |  | LEVEL 10 | 10-328 |  |  | 2 | 3 | PHONE/WORKSTATION | WIRED SPARE |  |  | SPARE | [6 empty] | IDF 10-334C |  | 39674 | 7347639674 |  | 8811 | PAV-10-328--2 | PAV-RN STA 10-328 | 40-Ann_Arbor-Continental_US-CSS | [5 empty] | No
|  |  | NURSES STATION |  |  | NURSES STATION |  |  | PAV |  | LEVEL 10 | 10-328 |  |  | 6 | 3 | PHONE/WORKSTATION | WIRED SPARE |  |  | SPARE | [6 empty] | IDF 10-334C |  | 39683 | 7347639683 |  | 8811 | PAV-10-328--6 | PAV-RN STA 10-328 | 40-Ann_Arbor-Continental_US-CSS | [5 empty] | No
|  |  | UNIV PATIENT RM |  |  | PAVILION CORE TEAM_NRS |  |  | PAV | 10-30 | LEVEL 10 | 10-329 |  |  | 3 | 3C | PT PHONE | WIRED SPARE |  |  | SPARE |  |  | CAPSULE P-P |  |  |  | IDF 10-438C |  | 22507 | 7342322507 |  | PT PHONE | PAV-10-329--3 | PAV-INTERNAL CALLER | 10-Ann_Arbor-Local-CSS |  | PT PHONE | Patient Phone Device Pool |  |  | No | [5 empty] | bed rail holder
|  |  | UNIV PATIENT RM |  |  | PAVILION CORE TEAM_NRS |  |  | PAV | 10-31 | LEVEL 10 | 10-331 |  |  | 3 | 3C | PT PHONE | WIRED SPARE |  |  | SPARE |  |  | CAPSULE P-P |  |  |  | IDF 10-438C |  | 22508 | 7342322508 |  | PT PHONE | PAV-10-331--3 | PAV-INTERNAL CALLER | 10-Ann_Arbor-Local-CSS |  | PT PHONE | Patient Phone Device Pool |  |  | No | [5 empty] | bed rail holder
|  |  | PT/OT GYM |  |  | PT/OT |  |  | PAV |  | LEVEL 10 | 10-332 |  |  | 2 | 3 | PHONE/WORKSTATION | WIRED SPARE |  |  | SPARE | [6 empty] | IDF 10-334C |  | 39722 | 7347639722 |  | 8811 | PAV-10-332--2 | PAV-PT_OT GYM 10-332 | 40-Ann_Arbor-Continental_US-CSS | [5 empty] | No
|  |  | UNIV ISO PATIENT RM ADA |  |  | PAVILION CORE TEAM_NRS |  |  | PAV | 10-32 | LEVEL 10 | 10-333 |  |  | 3 | 3C | PT PHONE | WIRED SPARE |  |  | SPARE |  |  | CAPSULE P-P |  |  |  | IDF 10-438C |  | 22509 | 7342322509 |  | PT PHONE | PAV-10-333--3 | PAV-INTERNAL CALLER | 10-Ann_Arbor-Local-CSS |  | PT PHONE | Patient Phone Device Pool |  |  | No | [5 empty] | bed rail holder
|  |  | CONFERENCE ROOM |  |  | PAVILION CORE TEAM |  |  | PAV |  | LEVEL 10 | 10-336 |  |  | 3 | 3 | PHONE | WIRED SPARE |  |  | SPARE | [6 empty] | IDF 10-334C |  | 39725 | 7347639725 |  | 8811 | PAV-10-336--3 | PAV-CONF RM 10-336 | 40-Ann_Arbor-Continental_US-CSS | [5 empty] | No
|  |  | NURSES STATION |  |  | NURSES STATION |  |  | PAV |  | LEVEL 10 | 10-338 |  |  | 3 | 3 | PHONE/WORKSTATION | WIRED SPARE |  |  | SPARE | [6 empty] | IDF 10-334C |  | 39728 | 7347639728 |  | 8811 | PAV-10-338--3 | PAV- RN STA 10-338 | 40-Ann_Arbor-Continental_US-CSS | [5 empty] | No
|  |  | NURSES STATION |  |  | NURSES STATION |  |  | PAV |  | LEVEL 10 | 10-338 |  |  | 5 | 3 | PHONE/WORKSTATION | WIRED SPARE |  |  | SPARE | [6 empty] | IDF 10-334C |  | 39774 | 7347639774 |  | 8811 | PAV-10-338--5 | PAV- RN STA 10-338 | 40-Ann_Arbor-Continental_US-CSS | [5 empty] | No
|  |  | CORRIDOR |  |  | HOUSE PHONE |  |  | PAV |  | LEVEL 10 | 10-340Z |  |  | 2 | W | PHONE | [10 empty] | IDF 10-334C |  | 39780 | 7347639780 |  | 6901W | PAV-10-340Z--2 | PAV-CORR 10-340Z | 00-Ann_Arbor-Internal-CSS | [5 empty] | No
|  |  | MEDICATION |  |  | PHARMACY/NURSING |  |  | PAV |  | LEVEL 10 | 10-358 |  |  | 1 | 3 | MEDICAL EQUIPMENT-FIXED | PHONE/WORKSTATION |  |  | SPARE | [6 empty] | IDF 10-438C |  | 39786 | 7347639786 |  | 8811 | PAV-10-358--1 | PAV-MED RM 10-358 | 40-Ann_Arbor-Continental_US-CSS | [5 empty] | No
|  |  | MEDICATION |  |  | PHARMACY/NURSING |  |  | PAV |  | LEVEL 10 | 10-358 |  |  | 2 | 3 | MEDICAL EQUIPMENT-FIXED | PHONE/WORKSTATION |  |  | SPARE | [6 empty] | IDF 10-438C |  | 39787 | 7347639787 |  | 8811 | PAV-10-358--2 | PAV-MED RM 10-358 | 40-Ann_Arbor-Continental_US-CSS | [5 empty] | No
|  |  | NURSES STATION |  |  | NURSES STATION |  |  | PAV |  | LEVEL 10 | 10-364 |  |  | 1 | 3 | PHONE/WORKSTATION | LABEL PRINTER |  |  | SPARE | [6 empty] | IDF 10-438C |  | 39793 | 7347639793 |  | 8811 | PAV-10-364--1 | PAV-RN STA 10-364 | 40-Ann_Arbor-Continental_US-CSS | [5 empty] | No
|  |  | NURSES STATION |  |  | NURSES STATION |  |  | PAV |  | LEVEL 10 | 10-364 |  |  | 4 | 3 | PHONE/WORKSTATION | PRINTER | [9 empty] | IDF 10-438C |  | 39830 | 7347639830 |  | 8811 | PAV-10-364--4 | PAV-RN STA 10-364 | 40-Ann_Arbor-Continental_US-CSS | [5 empty] | No
|  |  | NURSES STATION |  |  | NURSES STATION |  |  | PAV |  | LEVEL 10 | 10-364 |  |  | 4 | 3 |  |  |  |  | ANLG-RED PHONE | [6 empty] | IDF 10-438C |  | RED PHONE |  |  | RED PHONE | PAV-10-364--4 | PAV-10-364--4 RED PHONE |  | RED PHONE | [11 empty] | RED PHONE
|  |  | UNIV PATIENT RM |  |  | PAVILION CORE TEAM_NRS |  |  | PAV | 10-33 | LEVEL 10 | 10-401 |  |  | 3 | 3C | PT PHONE | WIRED SPARE |  |  | SPARE |  |  | CAPSULE P-P |  |  |  | IDF 10-438C |  | 22510 | 7342322510 |  | PT PHONE | PAV-10-401--3 | PAV-INTERNAL CALLER | 10-Ann_Arbor-Local-CSS |  | PT PHONE | Patient Phone Device Pool |  |  | No | [5 empty] | bed rail holder
|  |  | NURSES STATION |  |  | NURSES STATION |  |  | PAV |  | LEVEL 10 | 10-402 |  |  | 2 | 3 | PHONE/WORKSTATION | LABEL PRINTER |  |  | SPARE | [6 empty] | IDF 10-438C |  | 39843 | 7347639843 |  | 8811 | PAV-10-402--2 | PAV-RN STA 10-402 | 40-Ann_Arbor-Continental_US-CSS | [5 empty] | No
|  |  | NURSES STATION |  |  | NURSES STATION |  |  | PAV |  | LEVEL 10 | 10-402 |  |  | 4 | 3 | PHONE/WORKSTATION | WIRED SPARE |  |  | SPARE | [6 empty] | IDF 10-438C |  | 39866 | 7347639866 |  | 8811 | PAV-10-402--4 | PAV-RN STA 10-402 | 40-Ann_Arbor-Continental_US-CSS | [5 empty] | No
|  |  | NURSES STATION |  |  | NURSES STATION |  |  | PAV |  | LEVEL 10 | 10-402 |  |  | 6 | 3 | PHONE/WORKSTATION | WIRED SPARE |  |  | SPARE | [6 empty] | IDF 10-438C |  | 39879 | 7347639879 |  | 8811 | PAV-10-402--6 | PAV-RN STA 10-402 | 40-Ann_Arbor-Continental_US-CSS | [5 empty] | No
|  |  | ADMIN |  |  | UNIVERSAL PATIENT STAFF |  |  | PAV |  | LEVEL 10 | 10-402A |  |  | 1 | 3 | PHONE/WORKSTATION | WIRED SPARE |  |  | SPARE | [6 empty] | IDF 10-438C |  | 39907 | 7347639907 |  | 8811 | PAV-10-402A--1 | PAV-ADMIN 10-402A | 40-Ann_Arbor-Continental_US-CSS | [5 empty] | Yes
|  |  | OFFICE, NM |  |  | UNIVERSAL PATIENT STAFF |  |  | PAV |  | LEVEL 10 | 10-402B |  |  | 1 | 3 | PHONE/WORKSTATION | WIRED SPARE |  |  | SPARE | [6 empty] | IDF 10-438C |  | 39931 | 7347639931 |  | 8811 | PAV-10-402B--1 | PAV-RN MGR 10-402B | 40-Ann_Arbor-Continental_US-CSS | [5 empty] | Yes
|  |  | OFFICE, SUPVSR |  |  | UNIVERSAL PATIENT STAFF |  |  | PAV |  | LEVEL 10 | 10-402D |  |  | 1 | 3 | PHONE/WORKSTATION | WIRED SPARE |  |  | SPARE | [6 empty] | IDF 10-438C |  | 39952 | 7347639952 |  | 8811 | PAV-10-402D--1 | PAV-SPV OFC 10-402D | 40-Ann_Arbor-Continental_US-CSS | [5 empty] | Yes
|  |  | OFFICE CNS / EDU |  |  | UNIVERSAL PATIENT STAFF |  |  | PAV |  | LEVEL 10 | 10-402F |  |  | 1 | 3 | PHONE/WORKSTATION | WIRED SPARE |  |  | SPARE | [6 empty] | IDF 10-438C |  | 39956 | 7347639956 |  | 8811 | PAV-10-402F--1 | PAV-CNS_EDU 10-402F | 40-Ann_Arbor-Continental_US-CSS | [5 empty] | Yes
|  |  | OFFICE CNS / EDU |  |  | UNIVERSAL PATIENT STAFF |  |  | PAV |  | LEVEL 10 | 10-402F |  |  | 2 | 3 | PHONE/WORKSTATION | PRINTER | [9 empty] | IDF 10-438C |  | 39984 | 7347639984 |  | 8811 | PAV-10-402F--2 | PAV-CNS_EDU 10-402F | 40-Ann_Arbor-Continental_US-CSS | [5 empty] | Yes
|  |  | OFFICE CNS / EDU |  |  | UNIVERSAL PATIENT STAFF |  |  | PAV |  | LEVEL 10 | 10-402F |  |  | 2 | 3 |  |  |  |  | FAX | [6 empty] | IDF 10-438C |  | 39988 | 7347639988 |  | ANLG-FAX | PAV-10-402F--2 | PAV-FAX CNS 10-402F | 40-Ann_Arbor-Continental_US-CSS | [5 empty] | No |  |  |  |  | ANLG-FAX
|  |  | UNIV PATIENT RM |  |  | PAVILION CORE TEAM_NRS |  |  | PAV | 10-34 | LEVEL 10 | 10-403 |  |  | 3 | 3C | PT PHONE | WIRED SPARE |  |  | SPARE |  |  | CAPSULE P-P |  |  |  | IDF 10-438C |  | 22511 | 7342322511 |  | PT PHONE | PAV-10-403--3 | PAV-INTERNAL CALLER | 10-Ann_Arbor-Local-CSS |  | PT PHONE | Patient Phone Device Pool |  |  | No | [5 empty] | bed rail holder
|  |  | UNIV PATIENT RM |  |  | PAVILION CORE TEAM_NRS |  |  | PAV | 10-35 | LEVEL 10 | 10-405 |  |  | 3 | 3C | PT PHONE | WIRED SPARE |  |  | SPARE |  |  | CAPSULE P-P |  |  |  | IDF 10-438C |  | 22512 | 7342322512 |  | PT PHONE | PAV-10-405--3 | PAV-INTERNAL CALLER | 10-Ann_Arbor-Local-CSS |  | PT PHONE | Patient Phone Device Pool |  |  | No | [5 empty] | bed rail holder
|  |  | TEAM ROOM |  |  | PAVILION CORE TEAM |  |  | PAV |  | LEVEL 10 | 10-406 |  |  | 2 | 3 | PHONE/WORKSTATION | WIRED SPARE |  |  | SPARE | [6 empty] | IDF 10-438C |  | 42009 | 7347642009 |  | 8811 | PAV-10-406--2 | PAV-TM RM 10-406 | 40-Ann_Arbor-Continental_US-CSS | [5 empty] | No
|  |  | TEAM ROOM |  |  | PAVILION CORE TEAM |  |  | PAV |  | LEVEL 10 | 10-406 |  |  | 4 | 3 | PHONE/WORKSTATION | WIRED SPARE |  |  | SPARE | [6 empty] | IDF 10-438C |  | 42339 | 7347642339 |  | 8811 | PAV-10-406--4 | PAV-TM RM 10-406 | 40-Ann_Arbor-Continental_US-CSS | [5 empty] | No
|  |  | TEAM ROOM |  |  | PAVILION CORE TEAM |  |  | PAV |  | LEVEL 10 | 10-406 |  |  | 7 | 3 | PHONE/WORKSTATION | WIRED SPARE |  |  | SPARE | [6 empty] | IDF 10-438C |  | 42365 | 7347642365 |  | 8811 | PAV-10-406--7 | PAV-TM RM 10-406 | 40-Ann_Arbor-Continental_US-CSS | [5 empty] | No
|  |  | TEAM ROOM |  |  | PAVILION CORE TEAM |  |  | PAV |  | LEVEL 10 | 10-406 |  |  | 10 | 3 | PHONE/WORKSTATION | WIRED SPARE |  |  | SPARE | [6 empty] | IDF 10-438C |  | 42420 | 7347642420 |  | 8811 | PAV-10-406--10 | PAV-TM RM 10-406 | 40-Ann_Arbor-Continental_US-CSS | [5 empty] | No
|  |  | TEAM ROOM |  |  | PAVILION CORE TEAM |  |  | PAV |  | LEVEL 10 | 10-406 |  |  | 12 | 3 | PHONE/WORKSTATION | WIRED SPARE |  |  | SPARE | [6 empty] | IDF 10-438C |  | 42597 | 7347642597 |  | 8811 | PAV-10-406--12 | PAV-TM RM 10-406 | 40-Ann_Arbor-Continental_US-CSS | [5 empty] | No
|  |  | TEAM ROOM |  |  | PAVILION CORE TEAM |  |  | PAV |  | LEVEL 10 | 10-406 |  |  | 15 | 3 | PHONE/WORKSTATION | WIRED SPARE |  |  | SPARE | [6 empty] | IDF 10-438C |  | 42679 | 7347642679 |  | 8811 | PAV-10-406--15 | PAV-TM RM 10-406 | 40-Ann_Arbor-Continental_US-CSS | [5 empty] | No
|  |  | UNIV PATIENT RM |  |  | PAVILION CORE TEAM_NRS |  |  | PAV | 10-36 | LEVEL 10 | 10-407 |  |  | 3 | 3C | PT PHONE | WIRED SPARE |  |  | SPARE |  |  | CAPSULE P-P |  |  |  | IDF 10-438C |  | 22515 | 7342322515 |  | PT PHONE | PAV-10-407--3 | PAV-INTERNAL CALLER | 10-Ann_Arbor-Local-CSS |  | PT PHONE | Patient Phone Device Pool |  |  | No | [5 empty] | bed rail holder
|  |  | UNIV PATIENT RM |  |  | PAVILION CORE TEAM_NRS |  |  | PAV | 10-37 | LEVEL 10 | 10-409 |  |  | 4 | 3C | PT PHONE | WIRED SPARE |  |  | SPARE |  |  | CAPSULE P-P |  |  |  | IDF 10-438C |  | 22516 | 7342322516 |  | PT PHONE | PAV-10-409--4 | PAV-INTERNAL CALLER | 10-Ann_Arbor-Local-CSS |  | PT PHONE | Patient Phone Device Pool |  |  | No | [5 empty] | bed rail holder
|  |  | UNIV PATIENT RM |  |  | PAVILION CORE TEAM_NRS |  |  | PAV | 10-38 | LEVEL 10 | 10-411 |  |  | 3 | 3C | PT PHONE | WIRED SPARE |  |  | SPARE |  |  | CAPSULE P-P |  |  |  | IDF 10-438C |  | 22517 | 7342322517 |  | PT PHONE | PAV-10-411--3 | PAV-INTERNAL CALLER | 10-Ann_Arbor-Local-CSS |  | PT PHONE | Patient Phone Device Pool |  |  | No | [5 empty] | bed rail holder
|  |  | UNIV PATIENT RM ADA |  |  | PAVILION CORE TEAM_NRS |  |  | PAV | 10-39 | LEVEL 10 | 10-413 |  |  | 3 | 3C | PT PHONE | WIRED SPARE |  |  | SPARE |  |  | CAPSULE P-P |  |  |  | IDF 10-438C |  | 22518 | 7342322518 |  | PT PHONE | PAV-10-413--3 | PAV-INTERNAL CALLER | 10-Ann_Arbor-Local-CSS |  | PT PHONE | Patient Phone Device Pool |  |  | No | [5 empty] | bed rail holder
|  |  | MEDICATION |  |  | PHARMACY/NURSING |  |  | PAV |  | LEVEL 10 | 10-414 |  |  | 3 | 3 | MEDICAL EQUIPMENT-FIXED | PHONE/WORKSTATION |  |  | SPARE | [6 empty] | IDF 10-438C |  | 42744 | 7347642744 |  | 8811 | PAV-10-414--3 | PAV-MED RM 10-414 | 40-Ann_Arbor-Continental_US-CSS | [5 empty] | No
|  |  | MEDICATION |  |  | PHARMACY/NURSING |  |  | PAV |  | LEVEL 10 | 10-414 |  |  | 1 | 3 | PHONE/WORKSTATION | WIRED SPARE |  |  | SPARE | [6 empty] | IDF 10-438C |  | 42912 | 7347642912 |  | 8811 | PAV-10-414--1 | PAV-MED RM 10-414 | 40-Ann_Arbor-Continental_US-CSS | [5 empty] | No
|  |  | COMMUNAL TEAMING |  |  | PAVILION CORE TEAM |  |  | PAV |  | LEVEL 10 | 10-417 |  |  | 3 | 3 | PHONE | WIRED SPARE |  |  | SPARE | [6 empty] | IDF 10-438C |  | 42921 | 7347642921 |  | 8811 | PAV-10-417--3 | PAV-TM RM 10-417 | 40-Ann_Arbor-Continental_US-CSS | [5 empty] | No
|  |  | ON CALL |  |  | PAVILION CORE TEAM |  |  | PAV |  | LEVEL 10 | 10-436 |  |  | 3 | 3 | PHONE/WORKSTATION | WIRED SPARE |  |  | SPARE | [6 empty] | IDF 10-438C |  | 42937 | 7347642937 |  | 8811 | PAV-10-436--3 | PAV-ON CALL RM 10-436 | 40-Ann_Arbor-Continental_US-CSS | [5 empty] | No
|  |  | UNIV ISO PATIENT RM |  |  | PAVILION CORE TEAM_NRS |  |  | PAV | 10-40 | LEVEL 10 | 10-501 |  |  | 3 | 3C | PT PHONE | WIRED SPARE |  |  | SPARE |  |  | CAPSULE P-P |  |  |  | IDF 10-438C |  | 22520 | 7342322520 |  | PT PHONE | PAV-10-501--3 | PAV-INTERNAL CALLER | 10-Ann_Arbor-Local-CSS |  | PT PHONE | Patient Phone Device Pool |  |  | No | [5 empty] | bed rail holder
|  |  | UNIV PATIENT RM |  |  | PAVILION CORE TEAM_NRS |  |  | PAV | 10-41 | LEVEL 10 | 10-503 |  |  | 4 | 3C | PT PHONE | WIRED SPARE |  |  | SPARE |  |  | CAPSULE P-P |  |  |  | IDF 10-438C |  | 22534 | 7342322534 |  | PT PHONE | PAV-10-503--4 | PAV-INTERNAL CALLER | 10-Ann_Arbor-Local-CSS |  | PT PHONE | Patient Phone Device Pool |  |  | No | [5 empty] | bed rail holder
|  |  | UNIV PATIENT RM |  |  | PAVILION CORE TEAM_NRS |  |  | PAV | 10-42 | LEVEL 10 | 10-505 |  |  | 3 | 3C | PT PHONE | WIRED SPARE |  |  | SPARE |  |  | CAPSULE P-P |  |  |  | IDF 10-438C |  | 22539 | 7342322539 |  | PT PHONE | PAV-10-505--3 | PAV-INTERNAL CALLER | 10-Ann_Arbor-Local-CSS |  | PT PHONE | Patient Phone Device Pool |  |  | No | [5 empty] | bed rail holder
|  |  | UNIV PATIENT RM |  |  | PAVILION CORE TEAM_NRS |  |  | PAV | 10-43 | LEVEL 10 | 10-507 |  |  | 3 | 3C | PT PHONE | WIRED SPARE |  |  | SPARE |  |  | CAPSULE P-P |  |  |  | IDF 10-438C |  | 22540 | 7342322540 |  | PT PHONE | PAV-10-507--3 | PAV-INTERNAL CALLER | 10-Ann_Arbor-Local-CSS |  | PT PHONE | Patient Phone Device Pool |  |  | No | [5 empty] | bed rail holder
|  |  | UNIV PATIENT RM |  |  | PAVILION CORE TEAM_NRS |  |  | PAV | 10-44 | LEVEL 10 | 10-509 |  |  | 3 | 3C | PT PHONE | WIRED SPARE |  |  | SPARE |  |  | CAPSULE P-P |  |  |  | IDF 10-438C |  | 22543 | 7342322543 |  | PT PHONE | PAV-10-509--3 | PAV-INTERNAL CALLER | 10-Ann_Arbor-Local-CSS |  | PT PHONE | Patient Phone Device Pool |  |  | No | [5 empty] | bed rail holder
|  |  | CORRIDOR |  |  | HOUSE PHONE |  |  | PAV |  | LEVEL 10 | 10-510Z |  |  | 5 | W | PHONE | [10 empty] | IDF 10-438C |  | 42940 | 7347642940 |  | 6901W | PAV-10-510Z--5 | PAV-CORR 10-510Z | 00-Ann_Arbor-Internal-CSS | [5 empty] | No
|  |  | UNIV PATIENT RM |  |  | PAVILION CORE TEAM_NRS |  |  | PAV | 10-45 | LEVEL 10 | 10-511 |  |  | 3 | 3C | PT PHONE | WIRED SPARE |  |  | SPARE |  |  | CAPSULE P-P |  |  |  | IDF 10-438C |  | 22544 | 7342322544 |  | PT PHONE | PAV-10-511--3 | PAV-INTERNAL CALLER | 10-Ann_Arbor-Local-CSS |  | PT PHONE | Patient Phone Device Pool |  |  | No | [5 empty] | bed rail holder
|  |  | NURSES STATION |  |  | NURSES STATION |  |  | PAV |  | LEVEL 10 | 10-512 |  |  | 2 | 3 | PHONE/WORKSTATION | WIRED SPARE |  |  | SPARE | [6 empty] | IDF 10-334C |  | 42984 | 7347642984 |  | 8811 | PAV-10-512--2 | PAV-RN STA 10-512 | 40-Ann_Arbor-Continental_US-CSS | [5 empty] | No
|  |  | NURSES STATION |  |  | NURSES STATION |  |  | PAV |  | LEVEL 10 | 10-512 |  |  | 6 | 3 | PHONE/WORKSTATION | WIRED SPARE |  |  | SPARE | [6 empty] | IDF 10-334C |  | 44014 | 7347644014 |  | 8811 | PAV-10-512--6 | PAV-RN STA 10-512 | 40-Ann_Arbor-Continental_US-CSS | [5 empty] | No
|  |  | UNIV PATIENT RM |  |  | PAVILION CORE TEAM_NRS |  |  | PAV | 10-46 | LEVEL 10 | 10-513 |  |  | 3 | 3C | PT PHONE | WIRED SPARE |  |  | SPARE |  |  | CAPSULE P-P |  |  |  | IDF 10-334C |  | 22545 | 7342322545 |  | PT PHONE | PAV-10-513--3 | PAV-INTERNAL CALLER | 10-Ann_Arbor-Local-CSS |  | PT PHONE | Patient Phone Device Pool |  |  | No | [5 empty] | bed rail holder
|  |  | UNIV PATIENT RM |  |  | PAVILION CORE TEAM_NRS |  |  | PAV | 10-47 | LEVEL 10 | 10-515 |  |  | 3 | 3C | PT PHONE | WIRED SPARE |  |  | SPARE |  |  | CAPSULE P-P |  |  |  | IDF 10-334C |  | 22550 | 7342322550 |  | PT PHONE | PAV-10-515--3 | PAV-INTERNAL CALLER | 10-Ann_Arbor-Local-CSS |  | PT PHONE | Patient Phone Device Pool |  |  | No | [5 empty] | bed rail holder
|  |  | NURSES STATION |  |  | NURSES STATION |  |  | PAV |  | LEVEL 10 | 10-516 |  |  | 1 | 3 | PHONE/WORKSTATION | PRINTER |  |  | LABEL PRINTER | [6 empty] | IDF 10-334C |  | 44026 | 7347644026 |  | 8811 | PAV-10-516--1 | PAV-RN STA 10-516 | 40-Ann_Arbor-Continental_US-CSS | [5 empty] | No
|  |  | NURSES STATION |  |  | NURSES STATION |  |  | PAV |  | LEVEL 10 | 10-516 |  |  | 6 | 3 | PHONE/WORKSTATION | WIRED SPARE |  |  | SPARE | [6 empty] | IDF 10-334C |  | 44137 | 7347644137 |  | 8811 | PAV-10-516--6 | PAV-RN STA 10-516 | 40-Ann_Arbor-Continental_US-CSS | [5 empty] | No
|  |  | NURSES STATION |  |  | NURSES STATION |  |  | PAV |  | LEVEL 10 | 10-516 |  |  | 4 | 3 | ANLG-RED PHONE | WIRED SPARE |  |  | WIRED SPARE | [6 empty] | IDF 10-334C |  | RED PHONE |  |  | RED PHONE | PAV-10-516--4 | PAV-10-516--4 RED PHONE |  | RED PHONE | [11 empty] | RED PHONE
|  |  | UNIV PATIENT RM ADA |  |  | PAVILION CORE TEAM_NRS |  |  | PAV | 10-48 | LEVEL 10 | 10-517 |  |  | 3 | 3C | PT PHONE | WIRED SPARE |  |  | SPARE |  |  | CAPSULE P-P |  |  |  | IDF 10-334C |  | 22551 | 7342322551 |  | PT PHONE | PAV-10-517--3 | PAV-INTERNAL CALLER | 10-Ann_Arbor-Local-CSS |  | PT PHONE | Patient Phone Device Pool |  |  | No | [5 empty] | bed rail holder
|  |  | UNIV PATIENT RM |  |  | PAVILION CORE TEAM_NRS |  |  | PAV | 11-01 | LEVEL 11 | 11-101 |  |  | 4 | 3C | PT PHONE | WIRED SPARE |  |  | SPARE |  |  | CAPSULE P-P |  |  |  | IDF 11-334C |  | 22556 | 7342322556 |  | PT PHONE | PAV-11-101--4 | PAV-INTERNAL CALLER | 10-Ann_Arbor-Local-CSS |  | PT PHONE | Patient Phone Device Pool |  |  | No | [5 empty] | bed rail holder
|  |  | UNIV PATIENT RM |  |  | PAVILION CORE TEAM_NRS |  |  | PAV | 11-02 | LEVEL 11 | 11-103 |  |  | 3 | 3C | PT PHONE | WIRED SPARE |  |  | SPARE |  |  | CAPSULE P-P |  |  |  | IDF 11-334C |  | 22564 | 7342322564 |  | PT PHONE | PAV-11-103--3 | PAV-INTERNAL CALLER | 10-Ann_Arbor-Local-CSS |  | PT PHONE | Patient Phone Device Pool |  |  | No | [5 empty] | bed rail holder
|  |  | UNIV PATIENT RM |  |  | PAVILION CORE TEAM_NRS |  |  | PAV | 11-03 | LEVEL 11 | 11-105 |  |  | 3 | 3C | PT PHONE | WIRED SPARE |  |  | SPARE |  |  | CAPSULE P-P |  |  |  | IDF 11-122C |  | 22565 | 7342322565 |  | PT PHONE | PAV-11-105--3 | PAV-INTERNAL CALLER | 10-Ann_Arbor-Local-CSS |  | PT PHONE | Patient Phone Device Pool |  |  | No | [5 empty] | bed rail holder
|  |  | NURSES STATION |  |  | NURSES STATION |  |  | PAV |  | LEVEL 11 | 11-106 |  |  | 1 | 3 | PHONE/WORKSTATION | PRINTER |  |  | LABEL PRINTER | [6 empty] | IDF 11-334C |  | 44156 | 7347644156 |  | 8811 | PAV-11-106--1 | PAV-RN STA 11-106 | 40-Ann_Arbor-Continental_US-CSS | [5 empty] | No
|  |  | NURSES STATION |  |  | NURSES STATION |  |  | PAV |  | LEVEL 11 | 11-106 |  |  | 7 | 3 | PHONE/WORKSTATION | WIRED SPARE |  |  | SPARE | [6 empty] | IDF 11-334C |  | 44171 | 7347644171 |  | 8811 | PAV-11-106--7 | PAV-RN STA 11-106 | 40-Ann_Arbor-Continental_US-CSS | [5 empty] | No
|  |  | NURSES STATION |  |  | NURSES STATION |  |  | PAV |  | LEVEL 11 | 11-106 |  |  | 3 | 3 | WORKSTATION | LABEL PRINTER |  |  | ANLG-RED PHONE | [6 empty] | IDF 11-334C |  | RED PHONE |  |  | RED PHONE | PAV-11-106--3 | PAV-11-106--3 RED PHONE |  | RED PHONE | [11 empty] | RED PHONE
|  |  | UNIV PATIENT RM |  |  | PAVILION CORE TEAM_NRS |  |  | PAV | 11-04 | LEVEL 11 | 11-107 |  |  | 3 | 3C | PT PHONE | WIRED SPARE |  |  | SPARE |  |  | CAPSULE P-P |  |  |  | IDF 11-122C |  | 22566 | 7342322566 |  | PT PHONE | PAV-11-107--3 | PAV-INTERNAL CALLER | 10-Ann_Arbor-Local-CSS |  | PT PHONE | Patient Phone Device Pool |  |  | No | [5 empty] | bed rail holder
|  |  | MEDICATION |  |  | PHARMACY/NURSING |  |  | PAV |  | LEVEL 11 | 11-108 |  |  | 2 | 3 | MEDICAL EQUIPMENT-FIXED | PHONE/WORKSTATION |  |  | SPARE | [6 empty] | IDF 11-334C |  | 44193 | 7347644193 |  | 8811 | PAV-11-108--2 | PAV-MED RM 11-108 | 40-Ann_Arbor-Continental_US-CSS | [5 empty] | No
|  |  | MEDICATION |  |  | PHARMACY/NURSING |  |  | PAV |  | LEVEL 11 | 11-108 |  |  | 1 | 3 | PHONE/WORKSTATION | WIRED SPARE |  |  | SPARE | [6 empty] | IDF 11-334C |  | 44213 | 7347644213 |  | 8811 | PAV-11-108--1 | PAV-MED RM 11-108 | 40-Ann_Arbor-Continental_US-CSS | [5 empty] | No
|  |  | UNIV PATIENT RM |  |  | PAVILION CORE TEAM_NRS |  |  | PAV | 11-05 | LEVEL 11 | 11-109 |  |  | 3 | 3C | PT PHONE | WIRED SPARE |  |  | SPARE |  |  | CAPSULE P-P |  |  |  | IDF 11-122C |  | 22570 | 7342322570 |  | PT PHONE | PAV-11-109--3 | PAV-INTERNAL CALLER | 10-Ann_Arbor-Local-CSS |  | PT PHONE | Patient Phone Device Pool |  |  | No | [5 empty] | bed rail holder
|  |  | UNIV PATIENT RM |  |  | PAVILION CORE TEAM_NRS |  |  | PAV | 11-06 | LEVEL 11 | 11-111 |  |  | 3 | 3C | PT PHONE | WIRED SPARE |  |  | SPARE |  |  | CAPSULE P-P |  |  |  | IDF 11-122C |  | 22573 | 7342322573 |  | PT PHONE | PAV-11-111--3 | PAV-INTERNAL CALLER | 10-Ann_Arbor-Local-CSS |  | PT PHONE | Patient Phone Device Pool |  |  | No | [5 empty] | bed rail holder
|  |  | UNIV PATIENT RM |  |  | PAVILION CORE TEAM_NRS |  |  | PAV | 11-07 | LEVEL 11 | 11-113 |  |  | 3 | 3C | PT PHONE | WIRED SPARE |  |  | SPARE |  |  | CAPSULE P-P |  |  |  | IDF 11-122C |  | 22580 | 7342322580 |  | PT PHONE | PAV-11-113--3 | PAV-INTERNAL CALLER | 10-Ann_Arbor-Local-CSS |  | PT PHONE | Patient Phone Device Pool |  |  | No | [5 empty] | bed rail holder
|  |  | IMAGING WORKROOM |  |  | RADIOLOGY |  |  | PAV |  | LEVEL 11 | 11-114 |  |  | 2 | 3 | PHONE/WORKSTATION | WIRED SPARE |  |  | SPARE | [6 empty] | IDF 11-334C |  | 44219 | 7347644219 |  | 8811 | PAV-11-114--2 | PAV-RAD IMAGING WKRM | 40-Ann_Arbor-Continental_US-CSS | [5 empty] | No
|  |  | UNIV PATIENT RM |  |  | PAVILION CORE TEAM_NRS |  |  | PAV | 11-08 | LEVEL 11 | 11-115 |  |  | 3 | 3C | PT PHONE | WIRED SPARE |  |  | SPARE |  |  | CAPSULE P-P |  |  |  | IDF 11-122C |  | 22585 | 7342322585 |  | PT PHONE | PAV-11-115--3 | PAV-INTERNAL CALLER | 10-Ann_Arbor-Local-CSS |  | PT PHONE | Patient Phone Device Pool |  |  | No | [5 empty] | bed rail holder
|  |  | UNIV PATIENT RM ADA |  |  | PAVILION CORE TEAM_NRS |  |  | PAV | 11-09 | LEVEL 11 | 11-117 |  |  | 3 | 3C | PT PHONE | WIRED SPARE |  |  | SPARE |  |  | CAPSULE P-P |  |  |  | IDF 11-122C |  | 22587 | 7342322587 |  | PT PHONE | PAV-11-117--3 | PAV-INTERNAL CALLER | 10-Ann_Arbor-Local-CSS |  | PT PHONE | Patient Phone Device Pool |  |  | No | [5 empty] | bed rail holder
|  |  | CORRIDOR |  |  | HOUSE PHONE |  |  | PAV |  | LEVEL 11 | 11-130Z |  |  | 2 | W | PHONE | [10 empty] | IDF 11-334C |  | 44278 | 7347644278 |  | 6901W | PAV-11-130Z--2 | PAV-CORR 11-130Z | 00-Ann_Arbor-Internal-CSS | [5 empty] | No
|  |  | CORRIDOR |  |  | HOUSE PHONE |  |  | PAV |  | LEVEL 11 | 11-200Z |  |  | 3 | W | PHONE | [10 empty] | IDF 11-122C |  | 44368 | 7347644368 |  | 6901W | PAV-11-200Z--3 | PAV-CORR 11-200Z | 00-Ann_Arbor-Internal-CSS | [5 empty] | No
|  |  | UNIV ISO PATIENT RM |  |  | PAVILION CORE TEAM_NRS |  |  | PAV | 11-10 | LEVEL 11 | 11-201 |  |  | 3 | 3C | PT PHONE | WIRED SPARE |  |  | SPARE |  |  | CAPSULE P-P |  |  |  | IDF 11-122C |  | 22593 | 7342322593 |  | PT PHONE | PAV-11-201--3 | PAV-INTERNAL CALLER | 10-Ann_Arbor-Local-CSS |  | PT PHONE | Patient Phone Device Pool |  |  | No | [5 empty] | bed rail holder
|  |  | UNIV PATIENT RM |  |  | PAVILION CORE TEAM_NRS |  |  | PAV | 11-11 | LEVEL 11 | 11-203 |  |  | 3 | 3C | PT PHONE | WIRED SPARE |  |  | SPARE |  |  | CAPSULE P-P |  |  |  | IDF 11-122C |  | 22599 | 7342322599 |  | PT PHONE | PAV-11-203--3 | PAV-INTERNAL CALLER | 10-Ann_Arbor-Local-CSS |  | PT PHONE | Patient Phone Device Pool |  |  | No | [5 empty] | bed rail holder
|  |  | UNIV PATIENT RM |  |  | PAVILION CORE TEAM_NRS |  |  | PAV | 11-12 | LEVEL 11 | 11-205 |  |  | 3 | 3C | PT PHONE | WIRED SPARE |  |  | SPARE |  |  | CAPSULE P-P |  |  |  | IDF 11-122C |  | 22603 | 7342322603 |  | PT PHONE | PAV-11-205--3 | PAV-INTERNAL CALLER | 10-Ann_Arbor-Local-CSS |  | PT PHONE | Patient Phone Device Pool |  |  | No | [5 empty] | bed rail holder
|  |  | TEAM ROOM |  |  | PAVILION CORE TEAM |  |  | PAV |  | LEVEL 11 | 11-206 |  |  | 1 | 3 | PHONE/WORKSTATION | WORKSTATION |  |  | SPARE | [6 empty] | IDF 11-122C |  | 44421 | 7347644421 |  | 8811 | PAV-11-206--1 | PAV-TM RM 11-206 | 40-Ann_Arbor-Continental_US-CSS | [5 empty] | No
|  |  | TEAM ROOM |  |  | PAVILION CORE TEAM |  |  | PAV |  | LEVEL 11 | 11-206 |  |  | 4 | 3 | PHONE/WORKSTATION | WIRED SPARE |  |  | SPARE | [6 empty] | IDF 11-122C |  | 44580 | 7347644580 |  | 8811 | PAV-11-206--4 | PAV-TM RM 11-206 | 40-Ann_Arbor-Continental_US-CSS | [5 empty] | No
|  |  | TEAM ROOM |  |  | PAVILION CORE TEAM |  |  | PAV |  | LEVEL 11 | 11-206 |  |  | 6 | 3 | PHONE/WORKSTATION | WIRED SPARE |  |  | SPARE | [6 empty] | IDF 11-122C |  | 44583 | 7347644583 |  | 8811 | PAV-11-206--6 | PAV-TM RM 11-206 | 40-Ann_Arbor-Continental_US-CSS | [5 empty] | No
|  |  | TEAM ROOM |  |  | PAVILION CORE TEAM |  |  | PAV |  | LEVEL 11 | 11-206 |  |  | 9 | 3 | PHONE/WORKSTATION | WIRED SPARE |  |  | SPARE | [6 empty] | IDF 11-122C |  | 44602 | 7347644602 |  | 8811 | PAV-11-206--9 | PAV-TM RM 11-206 | 40-Ann_Arbor-Continental_US-CSS | [5 empty] | No
|  |  | TEAM ROOM |  |  | PAVILION CORE TEAM |  |  | PAV |  | LEVEL 11 | 11-206 |  |  | 13 | 3 | PHONE/WORKSTATION | WIRED SPARE |  |  | SPARE | [6 empty] | IDF 11-122C |  | 44643 | 7347644643 |  | 8811 | PAV-11-206--13 | PAV-TM RM 11-206 | 40-Ann_Arbor-Continental_US-CSS | [5 empty] | No
|  |  | UNIV PATIENT RM |  |  | PAVILION CORE TEAM_NRS |  |  | PAV | 11-13 | LEVEL 11 | 11-207 |  |  | 3 | 3C | PT PHONE | WIRED SPARE |  |  | SPARE |  |  | CAPSULE P-P |  |  |  | IDF 11-122C |  | 22614 | 7342322614 |  | PT PHONE | PAV-11-207--3 | PAV-INTERNAL CALLER | 10-Ann_Arbor-Local-CSS |  | PT PHONE | Patient Phone Device Pool |  |  | No | [5 empty] | bed rail holder
|  |  | UNIV PATIENT RM |  |  | PAVILION CORE TEAM_NRS |  |  | PAV | 11-14 | LEVEL 11 | 11-209 |  |  | 3 | 3C | PT PHONE | WIRED SPARE |  |  | SPARE |  |  | CAPSULE P-P |  |  |  | IDF 11-122C |  | 22617 | 7342322617 |  | PT PHONE | PAV-11-209--3 | PAV-INTERNAL CALLER | 10-Ann_Arbor-Local-CSS |  | PT PHONE | Patient Phone Device Pool |  |  | No | [5 empty] | bed rail holder
|  |  | UNIV PATIENT RM ADA |  |  | PAVILION CORE TEAM_NRS |  |  | PAV | 11-15 | LEVEL 11 | 11-211 |  |  | 3 | 3C | PT PHONE | WIRED SPARE |  |  | SPARE |  |  | CAPSULE P-P |  |  |  | IDF 11-122C |  | 22618 | 7342322618 |  | PT PHONE | PAV-11-211--3 | PAV-INTERNAL CALLER | 10-Ann_Arbor-Local-CSS |  | PT PHONE | Patient Phone Device Pool |  |  | No | [5 empty] | bed rail holder
|  |  | NURSES STATION |  |  | NURSES STATION |  |  | PAV |  | LEVEL 11 | 11-212 |  |  | 2 | 3 | PHONE/WORKSTATION | WIRED SPARE |  |  | SPARE | [6 empty] | IDF 11-122C |  | 44690 | 7347644690 |  | 8811 | PAV-11-212--2 | PAV-RN STA 11-212 | 40-Ann_Arbor-Continental_US-CSS | [5 empty] | No
|  |  | NURSES STATION |  |  | NURSES STATION |  |  | PAV |  | LEVEL 11 | 11-212 |  |  | 4 | 3 | PHONE/WORKSTATION | WIRED SPARE |  |  | SPARE | [6 empty] | IDF 11-122C |  | 44693 | 7347644693 |  | 8811 | PAV-11-212--4 | PAV-RN STA 11-212 | 40-Ann_Arbor-Continental_US-CSS | [5 empty] | No
|  |  | NURSES STATION |  |  | NURSES STATION |  |  | PAV |  | LEVEL 11 | 11-212 |  |  | 6 | 3 | PHONE/WORKSTATION | WIRED SPARE |  |  | SPARE | [6 empty] | IDF 11-122C |  | 44707 | 7347644707 |  | 8811 | PAV-11-212--6 | PAV-RN STA 11-212 | 40-Ann_Arbor-Continental_US-CSS | [5 empty] | No
|  |  | NURSES STATION |  |  | NURSES STATION |  |  | PAV |  | LEVEL 11 | 11-212 |  |  | 8 | 3 | PHONE/WORKSTATION | WIRED SPARE |  |  | SPARE | [6 empty] | IDF 11-122C |  | 44742 | 7347644742 |  | 8811 | PAV-11-212--8 | PAV-RN STA 11-212 | 40-Ann_Arbor-Continental_US-CSS | [5 empty] | No
|  |  | NURSES STATION |  |  | NURSES STATION |  |  | PAV |  | LEVEL 11 | 11-212 |  |  | 10 | 3 | PHONE/WORKSTATION | LABEL PRINTER |  |  | SPARE | [6 empty] | IDF 11-122C |  | 44757 | 7347644757 |  | 8811 | PAV-11-212--10 | PAV-RN STA 11-212 | 40-Ann_Arbor-Continental_US-CSS | [5 empty] | No
|  |  | COMMUNAL TEAMING |  |  | UNIVERSAL PATIENT STAFF |  |  | PAV |  | LEVEL 11 | 11-214 |  |  | 2 | 3 | FAX | PRINTER |  |  | SPARE | [6 empty] | IDF 11-122C |  | 44803 | 7347644803 |  | ANLG-FAX | PAV-11-214--2 | PAV-FAX TM RM 11-214 | 40-Ann_Arbor-Continental_US-CSS | [5 empty] | No |  |  |  |  | ANLG-FAX |  | FAX -NEED JACK ALONG WALL
|  |  | TBD |  |  | CORE PAVILION TEAM |  |  | PAV |  | LEVEL 11 | 11-214A |  |  | 1 | 3 | PHONE/WORKSTATION | WIRED SPARE |  |  | SPARE | [6 empty] | IDF 11-122C |  | 44931 | 7347644931 |  | 8811 | PAV-11-214A--1 | PAV-TBD 11-214A | 40-Ann_Arbor-Continental_US-CSS | [5 empty] | No
|  |  | TBD |  |  | CORE PAVILION TEAM |  |  | PAV |  | LEVEL 11 | 11-214B |  |  | 1 | 3 | PHONE/WORKSTATION | WIRED SPARE |  |  | SPARE | [6 empty] | IDF 11-122C |  | 44992 | 7347644992 |  | 8811 | PAV-11-214B--1 | PAV-TBD 11-214B | 40-Ann_Arbor-Continental_US-CSS | [5 empty] | No
|  |  | MD HOTEL OFFICE |  |  | CORE PAVILION TEAM |  |  | PAV |  | LEVEL 11 | 11-214D |  |  | 1 | 3 | PHONE/WORKSTATION | WIRED SPARE |  |  | SPARE | [6 empty] | IDF 11-122C |  | 45888 | 7347645888 |  | 8811 | PAV-11-214D--1 | PAV-HOTEL OFC 11-214D | 40-Ann_Arbor-Continental_US-CSS | [5 empty] | No
|  |  | ADMIN |  |  | UNIVERSAL PATIENT STAFF |  |  | PAV |  | LEVEL 11 | 11-214F |  |  | 1 | 3 | PHONE/WORKSTATION | WIRED SPARE |  |  | SPARE | [6 empty] | IDF 11-122C |  | 46832 | 7347646832 |  | 8811 | PAV-11-214F--1 | PAV-ADMIN 11-214F | 40-Ann_Arbor-Continental_US-CSS | [5 empty] | Yes
|  |  | ADMIN |  |  | UNIVERSAL PATIENT STAFF |  |  | PAV |  | LEVEL 11 | 11-214F |  |  | 2 | 3 | PHONE/WORKSTATION | WIRED SPARE |  |  | SPARE | [6 empty] | IDF 11-122C |  | 47100 | 7347647100 |  | 8811 | PAV-11-214F--2 | PAV-ADMIN 11-214F | 40-Ann_Arbor-Continental_US-CSS | [5 empty] | Yes
|  |  | TBD |  |  | CORE PAVILION TEAM |  |  | PAV |  | LEVEL 11 | 11-214G |  |  | 1 | 3 | PHONE/WORKSTATION | WIRED SPARE |  |  | SPARE | [6 empty] | IDF 11-122C |  | 47190 | 7347647190 |  | 8811 | PAV-11-214G--1 | PAV-TBD 11-214G | 40-Ann_Arbor-Continental_US-CSS | [5 empty] | No
|  |  | OFFICE, SOCIAL WORK |  |  | UNIVERSAL PATIENT STAFF |  |  | PAV |  | LEVEL 11 | 11-216 |  |  | 1 | 3 | PHONE/WORKSTATION | PRINTER | [9 empty] | IDF 11-122C |  | 48104 | 7347648104 |  | 8811 | PAV-11-216--1 | PAV-SW 11-216 | 40-Ann_Arbor-Continental_US-CSS | [5 empty] | Yes
|  |  | OFFICE, SOCIAL WORK |  |  | UNIVERSAL PATIENT STAFF |  |  | PAV |  | LEVEL 11 | 11-216 |  |  | 1 | 3 |  |  |  |  | FAX | [6 empty] | IDF 11-122C |  | 48126 | 7347648126 |  | ANLG-FAX | PAV-11-216--1 | PAV-FAX SW 11-216 | 40-Ann_Arbor-Continental_US-CSS | [5 empty] | No |  |  |  |  | ANLG-FAX
|  |  | OFFICE, SOCIAL WORK |  |  | UNIVERSAL PATIENT STAFF |  |  | PAV |  | LEVEL 11 | 11-216 |  |  | 2 | 3 | PHONE/WORKSTATION | WIRED SPARE |  |  | SPARE | [6 empty] | IDF 11-122C |  | 48135 | 7347648135 |  | 8811 | PAV-11-216--2 | PAV-SW 11-216 | 40-Ann_Arbor-Continental_US-CSS | [5 empty] | Yes
|  |  | UNIV PATIENT RM |  |  | PAVILION CORE TEAM_NRS |  |  | PAV | 11-16 | LEVEL 11 | 11-301 |  |  | 3 | 3C | PT PHONE | WIRED SPARE |  |  | SPARE |  |  | CAPSULE P-P |  |  |  | IDF 11-122C |  | 22623 | 7342322623 |  | PT PHONE | PAV-11-301--3 | PAV-INTERNAL CALLER | 10-Ann_Arbor-Local-CSS |  | PT PHONE | Patient Phone Device Pool |  |  | No | [5 empty] | bed rail holder
|  |  | NURSES STATION |  |  | NURSES STATION |  |  | PAV |  | LEVEL 11 | 11-302 |  |  | 1 | 3 | PHONE/WORKSTATION | WIRED SPARE |  |  | SPARE | [6 empty] | IDF 11-122C |  | 48138 | 7347648138 |  | 8811 | PAV-11-302--1 | PAV-RN STA 11-302 | 40-Ann_Arbor-Continental_US-CSS | [5 empty] | No
|  |  | NURSES STATION |  |  | NURSES STATION |  |  | PAV |  | LEVEL 11 | 11-302 |  |  | 5 | 3 | PHONE/WORKSTATION | LABEL PRINTER |  |  | SPARE | [6 empty] | IDF 11-122C |  | 48140 | 7347648140 |  | 8811 | PAV-11-302--5 | PAV-RN STA 11-302 | 40-Ann_Arbor-Continental_US-CSS | [5 empty] | No
|  |  | NURSES STATION |  |  | NURSES STATION |  |  | PAV |  | LEVEL 11 | 11-302 |  |  | 3 | 3 | WORKSTATION | PRINTER |  |  | ANLG-RED PHONE | [6 empty] | IDF 11-122C |  | RED PHONE |  |  | RED PHONE | PAV-11-302--3 | PAV-11-302--3 RED PHONE |  | RED PHONE | [11 empty] | RED PHONE
|  |  | UNIV PATIENT RM |  |  | PAVILION CORE TEAM_NRS |  |  | PAV | 11-17 | LEVEL 11 | 11-303 |  |  | 3 | 3C | PT PHONE | WIRED SPARE |  |  | SPARE |  |  | CAPSULE P-P |  |  |  | IDF 11-122C |  | 22624 | 7342322624 |  | PT PHONE | PAV-11-303--3 | PAV-INTERNAL CALLER | 10-Ann_Arbor-Local-CSS |  | PT PHONE | Patient Phone Device Pool |  |  | No | [5 empty] | bed rail holder
|  |  | UNIV PATIENT RM |  |  | PAVILION CORE TEAM_NRS |  |  | PAV | 11-18 | LEVEL 11 | 11-305 |  |  | 3 | 3C | PT PHONE | WIRED SPARE |  |  | SPARE |  |  | CAPSULE P-P |  |  |  | IDF 11-122C |  | 22629 | 7342322629 |  | PT PHONE | PAV-11-305--3 | PAV-INTERNAL CALLER | 10-Ann_Arbor-Local-CSS |  | PT PHONE | Patient Phone Device Pool |  |  | No | [5 empty] | bed rail holder
|  |  | UNIV PATIENT RM |  |  | PAVILION CORE TEAM_NRS |  |  | PAV | 11-19 | LEVEL 11 | 11-307 |  |  | 3 | 3C | PT PHONE | WIRED SPARE |  |  | SPARE |  |  | CAPSULE P-P |  |  |  | IDF 11-122C |  | 22635 | 7342322635 |  | PT PHONE | PAV-11-307--3 | PAV-INTERNAL CALLER | 10-Ann_Arbor-Local-CSS |  | PT PHONE | Patient Phone Device Pool |  |  | No | [5 empty] | bed rail holder
|  |  | MEDICATION |  |  | PHARMACY/NURSING |  |  | PAV |  | LEVEL 11 | 11-308 |  |  | 1 | 3 | PHONE/WORKSTATION | WIRED SPARE |  |  | SPARE | [6 empty] | IDF 11-122C |  | 48193 | 7347648193 |  | 8811 | PAV-11-308--1 | PAV-MED RM 11-308 | 40-Ann_Arbor-Continental_US-CSS | [5 empty] | No
|  |  | MEDICATION |  |  | PHARMACY/NURSING |  |  | PAV |  | LEVEL 11 | 11-308 |  |  | 2 | 3 | MEDICAL EQUIPMENT-FIXED | PHONE/WORKSTATION |  |  | SPARE | [6 empty] | IDF 11-122C |  | 48321 | 7347648321 |  | 8811 | PAV-11-308--2 | PAV-MED RM 11-308 | 40-Ann_Arbor-Continental_US-CSS | [5 empty] | No
|  |  | UNIV PATIENT RM |  |  | PAVILION CORE TEAM_NRS |  |  | PAV | 11-20 | LEVEL 11 | 11-309 |  |  | 3 | 3C | PT PHONE | WIRED SPARE |  |  | SPARE |  |  | CAPSULE P-P |  |  |  | IDF 11-122C |  | 22639 | 7342322639 |  | PT PHONE | PAV-11-309--3 | PAV-INTERNAL CALLER | 10-Ann_Arbor-Local-CSS |  | PT PHONE | Patient Phone Device Pool |  |  | No | [5 empty] | bed rail holder
|  |  | UNIV PATIENT RM |  |  | PAVILION CORE TEAM_NRS |  |  | PAV | 11-21 | LEVEL 11 | 11-311 |  |  | 3 | 3C | PT PHONE | WIRED SPARE |  |  | SPARE |  |  | CAPSULE P-P |  |  |  | IDF 11-334C |  | 22640 | 7342322640 |  | PT PHONE | PAV-11-311--3 | PAV-INTERNAL CALLER | 10-Ann_Arbor-Local-CSS |  | PT PHONE | Patient Phone Device Pool |  |  | No | [5 empty] | bed rail holder
|  |  | UNIV PATIENT RM |  |  | PAVILION CORE TEAM_NRS |  |  | PAV | 11-22 | LEVEL 11 | 11-313 |  |  | 3 | 3C | PT PHONE | WIRED SPARE |  |  | SPARE |  |  | CAPSULE P-P |  |  |  | IDF 11-334C |  | 22643 | 7342322643 |  | PT PHONE | PAV-11-313--3 | PAV-INTERNAL CALLER | 10-Ann_Arbor-Local-CSS |  | PT PHONE | Patient Phone Device Pool |  |  | No | [5 empty] | bed rail holder
|  |  | UNIV PATIENT RM |  |  | PAVILION CORE TEAM_NRS |  |  | PAV | 11-23 | LEVEL 11 | 11-315 |  |  | 5 | 3C | PT PHONE | WIRED SPARE |  |  | SPARE |  |  | CAPSULE P-P |  |  |  | IDF 11-334C |  | 22645 | 7342322645 |  | PT PHONE | PAV-11-315--5 | PAV-INTERNAL CALLER | 10-Ann_Arbor-Local-CSS |  | PT PHONE | Patient Phone Device Pool |  |  | No | [5 empty] | bed rail holder
|  |  | UNIV ISO PATIENT RM |  |  | PAVILION CORE TEAM_NRS |  |  | PAV | 11-24 | LEVEL 11 | 11-317 |  |  | 3 | 3C | PT PHONE | WIRED SPARE |  |  | SPARE |  |  | CAPSULE P-P |  |  |  | IDF 11-334C |  | 22646 | 7342322646 |  | PT PHONE | PAV-11-317--3 | PAV-INTERNAL CALLER | 10-Ann_Arbor-Local-CSS |  | PT PHONE | Patient Phone Device Pool |  |  | No | [5 empty] | bed rail holder
|  |  | UNIV PATIENT RM |  |  | PAVILION CORE TEAM_NRS |  |  | PAV | 11-25 | LEVEL 11 | 11-319 |  |  | 3 | 3C | PT PHONE | WIRED SPARE |  |  | SPARE |  |  | CAPSULE P-P |  |  |  | IDF 11-334C |  | 22650 | 7342322650 |  | PT PHONE | PAV-11-319--3 | PAV-INTERNAL CALLER | 10-Ann_Arbor-Local-CSS |  | PT PHONE | Patient Phone Device Pool |  |  | No | [5 empty] | bed rail holder
|  |  | UNIV PATIENT RM |  |  | PAVILION CORE TEAM_NRS |  |  | PAV | 11-26 | LEVEL 11 | 11-321 |  |  | 3 | 3C | PT PHONE | WIRED SPARE |  |  | SPARE |  |  | CAPSULE P-P |  |  |  | IDF 11-334C |  | 22654 | 7342322654 |  | PT PHONE | PAV-11-321--3 | PAV-INTERNAL CALLER | 10-Ann_Arbor-Local-CSS |  | PT PHONE | Patient Phone Device Pool |  |  | No | [5 empty] | bed rail holder
|  |  | UNIV PATIENT RM |  |  | PAVILION CORE TEAM_NRS |  |  | PAV | 11-27 | LEVEL 11 | 11-323 |  |  | 3 | 3C | PT PHONE | WIRED SPARE |  |  | SPARE |  |  | CAPSULE P-P |  |  |  | IDF 11-334C |  | 22660 | 7342322660 |  | PT PHONE | PAV-11-323--3 | PAV-INTERNAL CALLER | 10-Ann_Arbor-Local-CSS |  | PT PHONE | Patient Phone Device Pool |  |  | No | [5 empty] | bed rail holder
|  |  | UNIV PATIENT RM |  |  | PAVILION CORE TEAM_NRS |  |  | PAV | 11-28 | LEVEL 11 | 11-325 |  |  | 3 | 3C | PT PHONE | WIRED SPARE |  |  | SPARE |  |  | CAPSULE P-P |  |  |  | IDF 11-334C |  | 22674 | 7342322674 |  | PT PHONE | PAV-11-325--3 | PAV-INTERNAL CALLER | 10-Ann_Arbor-Local-CSS |  | PT PHONE | Patient Phone Device Pool |  |  | No | [5 empty] | bed rail holder
|  |  | UNIV PATIENT RM |  |  | PAVILION CORE TEAM_NRS |  |  | PAV | 11-29 | LEVEL 11 | 11-327 |  |  | 3 | 3C | PT PHONE | WIRED SPARE |  |  | SPARE |  |  | CAPSULE P-P |  |  |  | IDF 11-438C |  | 22694 | 7342322694 |  | PT PHONE | PAV-11-327--3 | PAV-INTERNAL CALLER | 10-Ann_Arbor-Local-CSS |  | PT PHONE | Patient Phone Device Pool |  |  | No | [5 empty] | bed rail holder
|  |  | NURSES STATION |  |  | NURSES STATION |  |  | PAV |  | LEVEL 11 | 11-328 |  |  | 2 | 3 | PHONE/WORKSTATION | WIRED SPARE |  |  | SPARE | [6 empty] | IDF 11-334C |  | 48347 | 7347648347 |  | 8811 | PAV-11-328--2 | PAV-RN STA 11-328 | 40-Ann_Arbor-Continental_US-CSS | [5 empty] | No
|  |  | NURSES STATION |  |  | NURSES STATION |  |  | PAV |  | LEVEL 11 | 11-328 |  |  | 6 | 3 | PHONE/WORKSTATION | WIRED SPARE |  |  | SPARE | [6 empty] | IDF 11-334C |  | 48397 | 7347648397 |  | 8811 | PAV-11-328--6 | PAV-RN STA 11-328 | 40-Ann_Arbor-Continental_US-CSS | [5 empty] | No
|  |  | UNIV PATIENT RM |  |  | PAVILION CORE TEAM_NRS |  |  | PAV | 11-30 | LEVEL 11 | 11-329 |  |  | 3 | 3C | PT PHONE | WIRED SPARE |  |  | SPARE |  |  | CAPSULE P-P |  |  |  | IDF 11-438C |  | 22724 | 7342322724 |  | PT PHONE | PAV-11-329--3 | PAV-INTERNAL CALLER | 10-Ann_Arbor-Local-CSS |  | PT PHONE | Patient Phone Device Pool |  |  | No | [5 empty] | bed rail holder
|  |  | UNIV PATIENT RM |  |  | PAVILION CORE TEAM_NRS |  |  | PAV | 11-31 | LEVEL 11 | 11-331 |  |  | 3 | 3C | PT PHONE | WIRED SPARE |  |  | SPARE |  |  | CAPSULE P-P |  |  |  | IDF 11-438C |  | 22725 | 7342322725 |  | PT PHONE | PAV-11-331--3 | PAV-INTERNAL CALLER | 10-Ann_Arbor-Local-CSS |  | PT PHONE | Patient Phone Device Pool |  |  | No | [5 empty] | bed rail holder
|  |  | PT/OT GYM |  |  | PT/OT |  |  | PAV |  | LEVEL 11 | 11-332 |  |  | 2 | 3 | PHONE/WORKSTATION | WIRED SPARE |  |  | SPARE | [6 empty] | IDF 11-334C |  | 48421 | 7347648421 |  | 8811 | PAV-11-332--2 | PAV-PT OT GYM | 40-Ann_Arbor-Continental_US-CSS | [5 empty] | No
|  |  | UNIV ISO PATIENT RM ADA |  |  | PAVILION CORE TEAM_NRS |  |  | PAV | 11-32 | LEVEL 11 | 11-333 |  |  | 3 | 3C | PT PHONE | WIRED SPARE |  |  | SPARE |  |  | CAPSULE P-P |  |  |  | IDF 11-438C |  | 22730 | 7342322730 |  | PT PHONE | PAV-11-333--3 | PAV-INTERNAL CALLER | 10-Ann_Arbor-Local-CSS |  | PT PHONE | Patient Phone Device Pool |  |  | No | [5 empty] | bed rail holder
|  |  | CONFERENCE ROOM |  |  | PAVILION CORE TEAM |  |  | PAV |  | LEVEL 11 | 11-336 |  |  | 3 | 3 | PHONE | WIRED SPARE |  |  | SPARE | [6 empty] | IDF 11-334C |  | 48486 | 7347648486 |  | 8811 | PAV-11-336--3 | PAV-CONF RM 11-336 | 40-Ann_Arbor-Continental_US-CSS | [5 empty] | No
|  |  | NURSES STATION |  |  | NURSES STATION |  |  | PAV |  | LEVEL 11 | 11-338 |  |  | 3 | 3 | PHONE/WORKSTATION | WIRED SPARE |  |  | SPARE | [6 empty] | IDF 11-334C |  | 48522 | 7347648522 |  | 8811 | PAV-11-338--3 | PAV-RN STA 11-338 | 40-Ann_Arbor-Continental_US-CSS | [5 empty] | No
|  |  | CORRIDOR |  |  | HOUSE PHONE |  |  | PAV |  | LEVEL 11 | 11-340Z |  |  | 2 | W | PHONE | [10 empty] | IDF 11-334C |  | 48552 | 7347648552 |  | 6901W | PAV-11-340Z--2 | PAV-CORR 11-340Z | 00-Ann_Arbor-Internal-CSS | [5 empty] | No
|  |  | MEDICATION |  |  | PHARMACY/NURSING |  |  | PAV |  | LEVEL 11 | 11-358 |  |  | 1 | 3 | PHONE/WORKSTATION | WIRED SPARE |  |  | SPARE | [6 empty] | IDF 11-438C |  | 48588 | 7347648588 |  | 8811 | PAV-11-358--1 | PAV-MED RM 11-358 | 40-Ann_Arbor-Continental_US-CSS | [5 empty] | No
|  |  | MEDICATION |  |  | PHARMACY/NURSING |  |  | PAV |  | LEVEL 11 | 11-358 |  |  | 2 | 3 | MEDICAL EQUIPMENT-FIXED | PHONE/WORKSTATION |  |  | SPARE | [6 empty] | IDF 11-438C |  | 48640 | 7347648640 |  | 8811 | PAV-11-358--2 | PAV-MED RM 11-358 | 40-Ann_Arbor-Continental_US-CSS | [5 empty] | No
|  |  | NURSES STATION |  |  | NURSES STATION |  |  | PAV |  | LEVEL 11 | 11-364 |  |  | 1 | 3 | PHONE/WORKSTATION | LABEL PRINTER |  |  | SPARE | [6 empty] | IDF 11-438C |  | 48848 | 7347648848 |  | 8811 | PAV-11-364--1 | PAV-RN STA 11-364 | 40-Ann_Arbor-Continental_US-CSS | [5 empty] | No
|  |  | NURSES STATION |  |  | NURSES STATION |  |  | PAV |  | LEVEL 11 | 11-364 |  |  | 4 | 3 | WORKSTATION | PRINTER |  |  | ANLG-RED PHONE | [6 empty] | IDF 11-438C |  | RED PHONE |  |  | RED PHONE | PAV-11-364--4 | PAV-11-364--4 RED PHONE |  | RED PHONE | [11 empty] | RED PHONE
|  |  | UNIV PATIENT RM |  |  | PAVILION CORE TEAM_NRS |  |  | PAV | 11-33 | LEVEL 11 | 11-401 |  |  | 3 | 3C | PT PHONE | WIRED SPARE |  |  | SPARE |  |  | CAPSULE P-P |  |  |  | IDF 11-438C |  | 22744 | 7342322744 |  | PT PHONE | PAV-11-401--3 | PAV-INTERNAL CALLER | 10-Ann_Arbor-Local-CSS |  | PT PHONE | Patient Phone Device Pool |  |  | No | [5 empty] | bed rail holder
|  |  | NURSES STATION |  |  | NURSES STATION |  |  | PAV |  | LEVEL 11 | 11-402 |  |  | 1 | 3 | PHONE/WORKSTATION | WIRED SPARE |  |  | SPARE | [6 empty] | IDF 11-438C |  | 50045 | 7346150045 |  | 8811 | PAV-11-402--1 | PAV-RN STA 11-402 | 40-Ann_Arbor-Continental_US-CSS | [5 empty] | No
|  |  | NURSES STATION |  |  | NURSES STATION |  |  | PAV |  | LEVEL 11 | 11-402 |  |  | 2 | 3 | PHONE/WORKSTATION | LABEL PRINTER |  |  | SPARE | [6 empty] | IDF 11-438C |  | 50066 | 7346150066 |  | 8811 | PAV-11-402--2 | PAV-RN STA 11-402 | 40-Ann_Arbor-Continental_US-CSS | [5 empty] | No
|  |  | NURSES STATION |  |  | NURSES STATION |  |  | PAV |  | LEVEL 11 | 11-402 |  |  | 4 | 3 | PHONE/WORKSTATION | WIRED SPARE |  |  | SPARE | [6 empty] | IDF 11-438C |  | 50150 | 7346150150 |  | 8811 | PAV-11-402--4 | PAV-RN STA 11-402 | 40-Ann_Arbor-Continental_US-CSS | [5 empty] | No
|  |  | NURSES STATION |  |  | NURSES STATION |  |  | PAV |  | LEVEL 11 | 11-402 |  |  | 6 | 3 | PHONE/WORKSTATION | WIRED SPARE |  |  | SPARE | [6 empty] | IDF 11-438C |  | 50165 | 7346150165 |  | 8811 | PAV-11-402--6 | PAV-RN STA 11-402 | 40-Ann_Arbor-Continental_US-CSS | [5 empty] | No
|  |  | ADMIN |  |  | UNIVERSAL PATIENT STAFF |  |  | PAV |  | LEVEL 11 | 11-402A |  |  | 1 | 3 | PHONE/WORKSTATION | WIRED SPARE |  |  | SPARE | [6 empty] | IDF 11-438C |  | 50201 | 7346150201 |  | 8811 | PAV-11-402A--1 | PAV-ADMIN 11-402A | 40-Ann_Arbor-Continental_US-CSS | [5 empty] | Yes
|  |  | OFFICE, NM |  |  | UNIVERSAL PATIENT STAFF |  |  | PAV |  | LEVEL 11 | 11-402B |  |  | 1 | 3 | PHONE/WORKSTATION | WIRED SPARE |  |  | SPARE | [6 empty] | IDF 11-438C |  | 50232 | 7346150232 |  | 8811 | PAV-11-402B--1 | PAV-NRS MGR OFC 11-402B | 40-Ann_Arbor-Continental_US-CSS | [5 empty] | Yes
|  |  | OFFICE, SUPVSR |  |  | UNIVERSAL PATIENT STAFF |  |  | PAV |  | LEVEL 11 | 11-402D |  |  | 1 | 3 | PHONE/WORKSTATION | WIRED SPARE |  |  | SPARE | [6 empty] | IDF 11-438C |  | 50241 | 7346150241 |  | 8811 | PAV-11-402D--1 | PAV-SPV OFC 11-402D | 40-Ann_Arbor-Continental_US-CSS | [5 empty] | Yes
|  |  | OFFICE, CNS / EDU |  |  | UNIVERSAL PATIENT STAFF |  |  | PAV |  | LEVEL 11 | 11-402F |  |  | 1 | 3 | PHONE/WORKSTATION | PRINTER | [9 empty] | IDF 11-438C |  | 50363 | 7346150363 |  | 8811 | PAV-11-402F--1 | PAV-CNS_EDU 11-402F | 40-Ann_Arbor-Continental_US-CSS | [5 empty] | Yes
|  |  | OFFICE, CNS / EDU |  |  | UNIVERSAL PATIENT STAFF |  |  | PAV |  | LEVEL 11 | 11-402F |  |  | 1 | 3 |  |  |  |  | FAX | [6 empty] | IDF 11-438C |  | 50372 | 7346150372 |  | ANLG-FAX | PAV-11-402F--1 | PAV-FAX CNS 11-402F | 40-Ann_Arbor-Continental_US-CSS | [5 empty] | No |  |  |  |  | ANLG-FAX
|  |  | OFFICE, CNS / EDU |  |  | UNIVERSAL PATIENT STAFF |  |  | PAV |  | LEVEL 11 | 11-402F |  |  | 2 | 3 | PHONE/WORKSTATION | WIRED SPARE |  |  | SPARE | [6 empty] | IDF 11-438C |  | 50382 | 7346150382 |  | 8811 | PAV-11-402F--2 | PAV-CNS_EDU 11-402F | 40-Ann_Arbor-Continental_US-CSS | [5 empty] | Yes
|  |  | UNIV PATIENT RM |  |  | PAVILION CORE TEAM_NRS |  |  | PAV | 11-34 | LEVEL 11 | 11-403 |  |  | 3 | 3C | PT PHONE | WIRED SPARE |  |  | SPARE |  |  | CAPSULE P-P |  |  |  | IDF 11-438C |  | 22771 | 7342322771 |  | PT PHONE | PAV-11-403--3 | PAV-INTERNAL CALLER | 10-Ann_Arbor-Local-CSS |  | PT PHONE | Patient Phone Device Pool |  |  | No | [5 empty] | bed rail holder
|  |  | UNIV PATIENT RM |  |  | PAVILION CORE TEAM_NRS |  |  | PAV | 11-35 | LEVEL 11 | 11-405 |  |  | 3 | 3C | PT PHONE | WIRED SPARE |  |  | SPARE |  |  | CAPSULE P-P |  |  |  | IDF 11-438C |  | 22785 | 7342322785 |  | PT PHONE | PAV-11-405--3 | PAV-INTERNAL CALLER | 10-Ann_Arbor-Local-CSS |  | PT PHONE | Patient Phone Device Pool |  |  | No | [5 empty] | bed rail holder
|  |  | TEAM ROOM |  |  | PAVILION CORE TEAM |  |  | PAV |  | LEVEL 11 | 11-406 |  |  | 2 | 3 | PHONE/WORKSTATION | WIRED SPARE |  |  | SPARE | [6 empty] | IDF 11-438C |  | 50417 | 7346150417 |  | 8811 | PAV-11-406--2 | PAV-TM RM 11-406 | 40-Ann_Arbor-Continental_US-CSS | [5 empty] | No
|  |  | TEAM ROOM |  |  | PAVILION CORE TEAM |  |  | PAV |  | LEVEL 11 | 11-406 |  |  | 4 | 3 | PHONE/WORKSTATION | WIRED SPARE |  |  | SPARE | [6 empty] | IDF 11-438C |  | 50452 | 7346150452 |  | 8811 | PAV-11-406--4 | PAV-TM RM 11-406 | 40-Ann_Arbor-Continental_US-CSS | [5 empty] | No
|  |  | TEAM ROOM |  |  | PAVILION CORE TEAM |  |  | PAV |  | LEVEL 11 | 11-406 |  |  | 8 | 3 | PHONE/WORKSTATION | WIRED SPARE |  |  | SPARE | [6 empty] | IDF 11-438C |  | 50459 | 7346150459 |  | 8811 | PAV-11-406--8 | PAV-TM RM 11-406 | 40-Ann_Arbor-Continental_US-CSS | [5 empty] | No
|  |  | TEAM ROOM |  |  | PAVILION CORE TEAM |  |  | PAV |  | LEVEL 11 | 11-406 |  |  | 11 | 3 | PHONE/WORKSTATION | WIRED SPARE |  |  | SPARE | [6 empty] | IDF 11-438C |  | 50470 | 7346150470 |  | 8811 | PAV-11-406--11 | PAV-TM RM 11-406 | 40-Ann_Arbor-Continental_US-CSS | [5 empty] | No
|  |  | TEAM ROOM |  |  | PAVILION CORE TEAM |  |  | PAV |  | LEVEL 11 | 11-406 |  |  | 13 | 3 | PHONE/WORKSTATION | WIRED SPARE |  |  | SPARE | [6 empty] | IDF 11-438C |  | 50546 | 7346150546 |  | 8811 | PAV-11-406--13 | PAV-TM RM 11-406 | 40-Ann_Arbor-Continental_US-CSS | [5 empty] | No
|  |  | TEAM ROOM |  |  | PAVILION CORE TEAM |  |  | PAV |  | LEVEL 11 | 11-406 |  |  | 16 | 3 | PHONE/WORKSTATION | WIRED SPARE |  |  | SPARE | [6 empty] | IDF 11-438C |  | 50571 | 7346150571 |  | 8811 | PAV-11-406--16 | PAV-TM RM 11-406 | 40-Ann_Arbor-Continental_US-CSS | [5 empty] | No
|  |  | UNIV PATIENT RM |  |  | PAVILION CORE TEAM_NRS |  |  | PAV | 11-36 | LEVEL 11 | 11-407 |  |  | 3 | 3C | PT PHONE | WIRED SPARE |  |  | SPARE |  |  | CAPSULE P-P |  |  |  | IDF 11-438C |  | 50603 | 7346150603 |  | PT PHONE | PAV-11-407--3 | PAV-INTERNAL CALLER | 10-Ann_Arbor-Local-CSS |  | PT PHONE | Patient Phone Device Pool |  |  | No | [5 empty] | bed rail holder
|  |  | UNIV PATIENT RM |  |  | PAVILION CORE TEAM_NRS |  |  | PAV | 11-37 | LEVEL 11 | 11-409 |  |  | 4 | 3C | PT PHONE | WIRED SPARE |  |  | SPARE |  |  | CAPSULE P-P |  |  |  | IDF 11-438C |  | 23970 | 7342323970 |  | PT PHONE | PAV-11-409--4 | PAV-INTERNAL CALLER | 10-Ann_Arbor-Local-CSS |  | PT PHONE | Patient Phone Device Pool |  |  | No | [5 empty] | bed rail holder
|  |  | UNIV PATIENT RM |  |  | PAVILION CORE TEAM_NRS |  |  | PAV | 11-38 | LEVEL 11 | 11-411 |  |  | 3 | 3C | PT PHONE | WIRED SPARE |  |  | SPARE |  |  | CAPSULE P-P |  |  |  | IDF 11-438C |  | 23971 | 7342323971 |  | PT PHONE | PAV-11-411--3 | PAV-INTERNAL CALLER | 10-Ann_Arbor-Local-CSS |  | PT PHONE | Patient Phone Device Pool |  |  | No | [5 empty] | bed rail holder
|  |  | UNIV PATIENT RM ADA |  |  | PAVILION CORE TEAM_NRS |  |  | PAV | 11-39 | LEVEL 11 | 11-413 |  |  | 3 | 3C | PT PHONE | WIRED SPARE |  |  | SPARE |  |  | CAPSULE P-P |  |  |  | IDF 11-438C |  | 23972 | 7342323972 |  | PT PHONE | PAV-11-413--3 | PAV-INTERNAL CALLER | 10-Ann_Arbor-Local-CSS |  | PT PHONE | Patient Phone Device Pool |  |  | No | [5 empty] | bed rail holder
|  |  | MEDICATION |  |  | PHARMACY/NURSING |  |  | PAV |  | LEVEL 11 | 11-414 |  |  | 1 | 3 | PHONE/WORKSTATION | WIRED SPARE |  |  | SPARE | [6 empty] | IDF 11-438C |  | 50613 | 7346150613 |  | 8811 | PAV-11-414--1 | PAV-MED RM 11-414 | 40-Ann_Arbor-Continental_US-CSS | [5 empty] | No
|  |  | MEDICATION |  |  | PHARMACY/NURSING |  |  | PAV |  | LEVEL 11 | 11-414 |  |  | 3 | 3 | MEDICAL EQUIPMENT-FIXED | PHONE/WORKSTATION |  |  | SPARE | [6 empty] | IDF 11-438C |  | 50654 | 7346150654 |  | 8811 | PAV-11-414--3 | PAV-MED RM 11-414 | 40-Ann_Arbor-Continental_US-CSS | [5 empty] | No
|  |  | COMMUNAL TEAMING |  |  | PAVILION CORE TEAM |  |  | PAV |  | LEVEL 11 | 11-417 |  |  | 5 | AV | PHONE | WIRED SPARE | [9 empty] | IDF 11-438C |  | 50700 | 7346150700 |  | 8811 | PAV-11-417--5 | PAV-TM RM 11-417 | 40-Ann_Arbor-Continental_US-CSS | [5 empty] | No
|  |  | ON CALL |  |  | PAVILION CORE TEAM |  |  | PAV |  | LEVEL 11 | 11-436 |  |  | 2 | 3 | PHONE/WORKSTATION | WIRED SPARE |  |  | SPARE | [6 empty] | IDF 11-438C |  | 50702 | 7346150702 |  | 8811 | PAV-11-436--2 | PAV-ON CALL RM 11-436 | 40-Ann_Arbor-Continental_US-CSS | [5 empty] | No
|  |  | UNIV ISO PATIENT RM |  |  | PAVILION CORE TEAM_NRS |  |  | PAV | 11-40 | LEVEL 11 | 11-501 |  |  | 3 | 3C | PT PHONE | WIRED SPARE |  |  | SPARE |  |  | CAPSULE P-P |  |  |  | IDF 11-438C |  | 23974 | 7342323974 |  | PT PHONE | PAV-11-501--3 | PAV-INTERNAL CALLER | 10-Ann_Arbor-Local-CSS |  | PT PHONE | Patient Phone Device Pool |  |  | No | [5 empty] | bed rail holder
|  |  | UNIV PATIENT RM |  |  | PAVILION CORE TEAM_NRS |  |  | PAV | 11-41 | LEVEL 11 | 11-503 |  |  | 3 | 3C | PT PHONE | WIRED SPARE |  |  | SPARE |  |  | CAPSULE P-P |  |  |  | IDF 11-438C |  | 23975 | 7342323975 |  | PT PHONE | PAV-11-503--3 | PAV-INTERNAL CALLER | 10-Ann_Arbor-Local-CSS |  | PT PHONE | Patient Phone Device Pool |  |  | No | [5 empty] | bed rail holder
|  |  | UNIV PATIENT RM |  |  | PAVILION CORE TEAM_NRS |  |  | PAV | 11-42 | LEVEL 11 | 11-505 |  |  | 3 | 3C | PT PHONE | WIRED SPARE |  |  | SPARE |  |  | CAPSULE P-P |  |  |  | IDF 11-438C |  | 23976 | 7342323976 |  | PT PHONE | PAV-11-505--3 | PAV-INTERNAL CALLER | 10-Ann_Arbor-Local-CSS |  | PT PHONE | Patient Phone Device Pool |  |  | No | [5 empty] | bed rail holder
|  |  | UNIV PATIENT RM |  |  | PAVILION CORE TEAM_NRS |  |  | PAV | 11-43 | LEVEL 11 | 11-507 |  |  | 3 | 3C | PT PHONE | WIRED SPARE |  |  | SPARE |  |  | CAPSULE P-P |  |  |  | IDF 11-438C |  | 23979 | 7342323979 |  | PT PHONE | PAV-11-507--3 | PAV-INTERNAL CALLER | 10-Ann_Arbor-Local-CSS |  | PT PHONE | Patient Phone Device Pool |  |  | No | [5 empty] | bed rail holder
|  |  | UNIV PATIENT RM |  |  | PAVILION CORE TEAM_NRS |  |  | PAV | 11-44 | LEVEL 11 | 11-509 |  |  | 3 | 3C | PT PHONE | WIRED SPARE |  |  | SPARE |  |  | CAPSULE P-P |  |  |  | IDF 11-438C |  | 25001 | 7342325001 |  | PT PHONE | PAV-11-509--3 | PAV-INTERNAL CALLER | 10-Ann_Arbor-Local-CSS |  | PT PHONE | Patient Phone Device Pool |  |  | No | [5 empty] | bed rail holder
|  |  | CORRIDOR |  |  | HOUSE PHONE |  |  | PAV |  | LEVEL 11 | 11-510Z |  |  | 1 | W | PHONE | [10 empty] | IDF 11-438C |  | 48955 | 7347648955 |  | 6901W | PAV-11-510Z--1 | PAV-CORR 11-510Z | 00-Ann_Arbor-Internal-CSS | [5 empty] | No
|  |  | UNIV PATIENT RM |  |  | PAVILION CORE TEAM_NRS |  |  | PAV | 11-45 | LEVEL 11 | 11-511 |  |  | 3 | 3C | PT PHONE | WIRED SPARE |  |  | SPARE |  |  | CAPSULE P-P |  |  |  | IDF 11-438C |  | 25019 | 7342325019 |  | PT PHONE | PAV-11-511--3 | PAV-INTERNAL CALLER | 10-Ann_Arbor-Local-CSS |  | PT PHONE | Patient Phone Device Pool |  |  | No | [5 empty] | bed rail holder
|  |  | NURSES STATION |  |  | NURSES STATION |  |  | PAV |  | LEVEL 11 | 11-512 |  |  | 1 | 3 | PHONE/WORKSTATION | WIRED SPARE |  |  | SPARE | [6 empty] | IDF 11-334C |  | 50703 | 7346150703 |  | 8811 | PAV-11-512--1 | PAV-RN STA 11-512 | 40-Ann_Arbor-Continental_US-CSS | [5 empty] | No
|  |  | NURSES STATION |  |  | NURSES STATION |  |  | PAV |  | LEVEL 11 | 11-512 |  |  | 4 | 3 | PHONE/WORKSTATION | WIRED SPARE |  |  | SPARE | [6 empty] | IDF 11-334C |  | 50705 | 7346150705 |  | 8811 | PAV-11-512--4 | PAV-RN STA 11-512 | 40-Ann_Arbor-Continental_US-CSS | [5 empty] | No
|  |  | UNIV PATIENT RM |  |  | PAVILION CORE TEAM_NRS |  |  | PAV | 11-46 | LEVEL 11 | 11-513 |  |  | 3 | 3C | PT PHONE | WIRED SPARE |  |  | SPARE |  |  | CAPSULE P-P |  |  |  | IDF 11-334C |  | 25138 | 7342325138 |  | PT PHONE | PAV-11-513--3 | PAV-INTERNAL CALLER | 10-Ann_Arbor-Local-CSS |  | PT PHONE | Patient Phone Device Pool |  |  | No | [5 empty] | bed rail holder
|  |  | UNIV PATIENT RM |  |  | PAVILION CORE TEAM_NRS |  |  | PAV | 11-47 | LEVEL 11 | 11-515 |  |  | 3 | 3C | PT PHONE | WIRED SPARE |  |  | SPARE |  |  | CAPSULE P-P |  |  |  | IDF 11-334C |  | 25145 | 7342325145 |  | PT PHONE | PAV-11-515--3 | PAV-INTERNAL CALLER | 10-Ann_Arbor-Local-CSS |  | PT PHONE | Patient Phone Device Pool |  |  | No | [5 empty] | bed rail holder
|  |  | NURSES STATION |  |  | NURSES STATION |  |  | PAV |  | LEVEL 11 | 11-516 |  |  | 1 | 3 | PHONE/WORKSTATION | PRINTER |  |  | LABEL PRINTER | [6 empty] | IDF 11-334C |  | 50706 | 7346150706 |  | 8811 | PAV-11-516--1 | PAV-RN STA 11-516 | 40-Ann_Arbor-Continental_US-CSS | [5 empty] | No
|  |  | NURSES STATION |  |  | NURSES STATION |  |  | PAV |  | LEVEL 11 | 11-516 |  |  | 7 | 3 | PHONE/WORKSTATION | WIRED SPARE |  |  | SPARE | [6 empty] | IDF 11-334C |  | 50710 | 7346150710 |  | 8811 | PAV-11-516--7 | PAV-RN STA 11-516 | 40-Ann_Arbor-Continental_US-CSS | [5 empty] | No
|  |  | NURSES STATION |  |  | NURSES STATION |  |  | PAV |  | LEVEL 11 | 11-516 |  |  | 2 | 3 | LABEL PRINTER | ANLG-RED PHONE |  |  | SPARE | [6 empty] | IDF 11-334C |  | RED PHONE |  |  | RED PHONE | PAV-11-516--2 | PAV-11-516--2 RED PHONE |  | RED PHONE | [11 empty] | RED PHONE
|  |  | UNIV PATIENT RM ADA |  |  | PAVILION CORE TEAM_NRS |  |  | PAV | 11-48 | LEVEL 11 | 11-517 |  |  | 3 | 3C | PT PHONE | WIRED SPARE |  |  | SPARE |  |  | CAPSULE P-P |  |  |  | IDF 11-334C |  | 25169 | 7342325169 |  | PT PHONE | PAV-11-517--3 | PAV-INTERNAL CALLER | 10-Ann_Arbor-Local-CSS |  | PT PHONE | Patient Phone Device Pool |  |  | No | [5 empty] | bed rail holder
|  |  | UNIV PATIENT RM |  |  | PAVILION CORE TEAM_NRS |  |  | PAV | 12-01 | LEVEL 12 | 12-101 |  |  | 4 | 3C | PT PHONE | WIRED SPARE |  |  | SPARE |  |  | CAPSULE P-P |  |  |  | IDF 12-334C |  | 25174 | 7342325174 |  | PT PHONE | PAV-12-101--4 | PAV-INTERNAL CALLER | 10-Ann_Arbor-Local-CSS |  | PT PHONE | Patient Phone Device Pool |  |  | No | [5 empty] | bed rail holder
|  |  | UNIV PATIENT RM |  |  | PAVILION CORE TEAM_NRS |  |  | PAV | 12-02 | LEVEL 12 | 12-103 |  |  | 3 | 3C | PT PHONE | WIRED SPARE |  |  | SPARE |  |  | CAPSULE P-P |  |  |  | IDF 12-334C |  | 25177 | 7342325177 |  | PT PHONE | PAV-12-103--3 | PAV-INTERNAL CALLER | 10-Ann_Arbor-Local-CSS |  | PT PHONE | Patient Phone Device Pool |  |  | No | [5 empty] | bed rail holder
|  |  | UNIV PATIENT RM |  |  | PAVILION CORE TEAM_NRS |  |  | PAV | 12-03 | LEVEL 12 | 12-105 |  |  | 3 | 3C | PT PHONE | WIRED SPARE |  |  | SPARE |  |  | CAPSULE P-P |  |  |  | IDF 12-122C |  | 25180 | 7342325180 |  | PT PHONE | PAV-12-105--3 | PAV-INTERNAL CALLER | 10-Ann_Arbor-Local-CSS |  | PT PHONE | Patient Phone Device Pool |  |  | No | [5 empty] | bed rail holder
|  |  | NURSES STATION |  |  | NURSES STATION |  |  | PAV |  | LEVEL 12 | 12-106 |  |  | 1 | 3 | PHONE/WORKSTATION | PRINTER |  |  | LABEL PRINTER | [6 empty] | IDF 12-334C |  | 50714 | 7346150714 |  | 8811 | PAV-12-106--1 | PAV-RN STA 12-106 | 40-Ann_Arbor-Continental_US-CSS | [5 empty] | No
|  |  | NURSES STATION |  |  | NURSES STATION |  |  | PAV |  | LEVEL 12 | 12-106 |  |  | 8 | 3 | PHONE/WORKSTATION | WIRED SPARE |  |  | SPARE | [6 empty] | IDF 12-334C |  | 50715 | 7346150715 |  | 8811 | PAV-12-106--8 | PAV-RN STA 12-106 | 40-Ann_Arbor-Continental_US-CSS | [5 empty] | No
|  |  | NURSES STATION |  |  | NURSES STATION |  |  | PAV |  | LEVEL 12 | 12-106 |  |  | 3 | 3 | WORKSTATION | LABEL PRINTER |  |  | ANLG-RED PHONE | [6 empty] | IDF 12-334C |  | RED PHONE |  |  | RED PHONE | PAV-12-106--3 | PAV-12-106--3 RED PHONE |  | RED PHONE | [11 empty] | RED PHONE
|  |  | UNIV PATIENT RM |  |  | PAVILION CORE TEAM_NRS |  |  | PAV | 12-04 | LEVEL 12 | 12-107 |  |  | 3 | 3C | PT PHONE | WIRED SPARE |  |  | SPARE |  |  | CAPSULE P-P |  |  |  | IDF 12-122C |  | 25187 | 7342325187 |  | PT PHONE | PAV-12-107--3 | PAV-INTERNAL CALLER | 10-Ann_Arbor-Local-CSS |  | PT PHONE | Patient Phone Device Pool |  |  | No | [5 empty] | bed rail holder
|  |  | MEDICATION |  |  | PHARMACY/NURSING |  |  | PAV |  | LEVEL 12 | 12-108 |  |  | 2 | 3 | PHONE/WORKSTATION | WIRED SPARE |  |  | SPARE | [6 empty] | IDF 12-334C |  | 50716 | 7346150716 |  | 8811 | PAV-12-108--2 | PAV-MED RM 12-108 | 40-Ann_Arbor-Continental_US-CSS | [5 empty] | No
|  |  | MEDICATION |  |  | PHARMACY/NURSING |  |  | PAV |  | LEVEL 12 | 12-108 |  |  | 4 | 3 | PHONE/WORKSTATION | WIRED SPARE |  |  | SPARE | [6 empty] | IDF 12-334C |  | 50717 | 7346150717 |  | 8811 | PAV-12-108--4 | PAV-MED RM 12-108 | 40-Ann_Arbor-Continental_US-CSS | [5 empty] | No
|  |  | UNIV PATIENT RM |  |  | PAVILION CORE TEAM_NRS |  |  | PAV | 12-05 | LEVEL 12 | 12-109 |  |  | 3 | 3C | PT PHONE | WIRED SPARE |  |  | SPARE |  |  | CAPSULE P-P |  |  |  | IDF 12-122C |  | 25193 | 7342325193 |  | PT PHONE | PAV-12-109--3 | PAV-INTERNAL CALLER | 10-Ann_Arbor-Local-CSS |  | PT PHONE | Patient Phone Device Pool |  |  | No | [5 empty] | bed rail holder
|  |  | UNIV PATIENT RM |  |  | PAVILION CORE TEAM_NRS |  |  | PAV | 12-06 | LEVEL 12 | 12-111 |  |  | 3 | 3C | PT PHONE | WIRED SPARE |  |  | SPARE |  |  | CAPSULE P-P |  |  |  | IDF 12-122C |  | 25195 | 7342325195 |  | PT PHONE | PAV-12-111--3 | PAV-INTERNAL CALLER | 10-Ann_Arbor-Local-CSS |  | PT PHONE | Patient Phone Device Pool |  |  | No | [5 empty] | bed rail holder
|  |  | UNIV PATIENT RM |  |  | PAVILION CORE TEAM_NRS |  |  | PAV | 12-07 | LEVEL 12 | 12-113 |  |  | 3 | 3C | PT PHONE | WIRED SPARE |  |  | SPARE |  |  | CAPSULE P-P |  |  |  | IDF 12-122C |  | 25196 | 7342325196 |  | PT PHONE | PAV-12-113--3 | PAV-INTERNAL CALLER | 10-Ann_Arbor-Local-CSS |  | PT PHONE | Patient Phone Device Pool |  |  | No | [5 empty] | bed rail holder
|  |  | DIETICIAN WORKROOM |  |  | PFANS |  |  | PAV |  | LEVEL 12 | 12-114 |  |  | 1 | 3 | PHONE/WORKSTATION | WIRED SPARE |  |  | SPARE | [6 empty] | IDF 12-334C |  | 50720 | 7346150720 |  | 8811 | PAV-12-114--1 | PAV-PFANS DIET WKRM 12-114 | 40-Ann_Arbor-Continental_US-CSS | [5 empty] | Yes
|  |  | DIETICIAN WORKROOM |  |  | PFANS |  |  | PAV |  | LEVEL 12 | 12-114 |  |  | 2 | 3 | PHONE/WORKSTATION | PRINTER |  |  | SPARE | [6 empty] | IDF 12-334C |  | 50723 | 7346150723 |  | 8811 | PAV-12-114--2 | PAV-PFANS DIET WKRM 12-114 | 40-Ann_Arbor-Continental_US-CSS | [5 empty] | Yes
|  |  | UNIV PATIENT RM |  |  | PAVILION CORE TEAM_NRS |  |  | PAV | 12-08 | LEVEL 12 | 12-115 |  |  | 3 | 3C | PT PHONE | WIRED SPARE |  |  | SPARE |  |  | CAPSULE P-P |  |  |  | IDF 12-122C |  | 25197 | 7342325197 |  | PT PHONE | PAV-12-115--3 | PAV-INTERNAL CALLER | 10-Ann_Arbor-Local-CSS |  | PT PHONE | Patient Phone Device Pool |  |  | No | [5 empty] | bed rail holder
|  |  | UNIV PATIENT RM ADA |  |  | PAVILION CORE TEAM_NRS |  |  | PAV | 12-09 | LEVEL 12 | 12-117 |  |  | 3 | 3C | PT PHONE | WIRED SPARE |  |  | SPARE |  |  | CAPSULE P-P |  |  |  | IDF 12-122C |  | 25202 | 7342325202 |  | PT PHONE | PAV-12-117--3 | PAV-INTERNAL CALLER | 10-Ann_Arbor-Local-CSS |  | PT PHONE | Patient Phone Device Pool |  |  | No | [5 empty] | bed rail holder
|  |  | CORRIDOR |  |  | HOUSE PHONE |  |  | PAV |  | LEVEL 12 | 12-200Z |  |  | 1 | W | PHONE | [10 empty] | IDF 12-122C |  | 50724 | 7346150724 |  | 6901W | PAV-12-200Z--1 | PAV-CORR 12-200Z | 00-Ann_Arbor-Internal-CSS | [5 empty] | No
|  |  | UNIV ISO PATIENT RM |  |  | PAVILION CORE TEAM_NRS |  |  | PAV | 12-10 | LEVEL 12 | 12-201 |  |  | 3 | 3C | PT PHONE | WIRED SPARE |  |  | SPARE |  |  | CAPSULE P-P |  |  |  | IDF 12-122C |  | 25203 | 7342325203 |  | PT PHONE | PAV-12-201--3 | PAV-INTERNAL CALLER | 10-Ann_Arbor-Local-CSS |  | PT PHONE | Patient Phone Device Pool |  |  | No | [5 empty] | bed rail holder
|  |  | UNIV PATIENT RM |  |  | PAVILION CORE TEAM_NRS |  |  | PAV | 12-11 | LEVEL 12 | 12-203 |  |  | 3 | 3C | PT PHONE | WIRED SPARE |  |  | SPARE |  |  | CAPSULE P-P |  |  |  | IDF 12-122C |  | 25204 | 7342325204 |  | PT PHONE | PAV-12-203--3 | PAV-INTERNAL CALLER | 10-Ann_Arbor-Local-CSS |  | PT PHONE | Patient Phone Device Pool |  |  | No | [5 empty] | bed rail holder
|  |  | UNIV PATIENT RM |  |  | PAVILION CORE TEAM_NRS |  |  | PAV | 12-12 | LEVEL 12 | 12-205 |  |  | 3 | 3C | PT PHONE | WIRED SPARE |  |  | SPARE |  |  | CAPSULE P-P |  |  |  | IDF 12-122C |  | 25207 | 7342325207 |  | PT PHONE | PAV-12-205--3 | PAV-INTERNAL CALLER | 10-Ann_Arbor-Local-CSS |  | PT PHONE | Patient Phone Device Pool |  |  | No | [5 empty] | bed rail holder
|  |  | TEAM ROOM |  |  | PAVILION CORE TEAM |  |  | PAV |  | LEVEL 12 | 12-206 |  |  | 2 | 3 | PHONE/WORKSTATION | WORKSTATION |  |  | SPARE | [6 empty] | IDF 12-122C |  | 50727 | 7346150727 |  | 8811 | PAV-12-206--2 | PAV-TM RM 12-206 | 40-Ann_Arbor-Continental_US-CSS | [5 empty] | No
|  |  | TEAM ROOM |  |  | PAVILION CORE TEAM |  |  | PAV |  | LEVEL 12 | 12-206 |  |  | 3 | 3 | PHONE/WORKSTATION | WIRED SPARE |  |  | SPARE | [6 empty] | IDF 12-122C |  | 50728 | 7346150728 |  | 8811 | PAV-12-206--3 | PAV-TM RM 12-206 | 40-Ann_Arbor-Continental_US-CSS | [5 empty] | No
|  |  | TEAM ROOM |  |  | PAVILION CORE TEAM |  |  | PAV |  | LEVEL 12 | 12-206 |  |  | 5 | 3 | PHONE/WORKSTATION | WIRED SPARE |  |  | SPARE | [6 empty] | IDF 12-122C |  | 50730 | 7346150730 |  | 8811 | PAV-12-206--5 | PAV-TM RM 12-206 | 40-Ann_Arbor-Continental_US-CSS | [5 empty] | No
|  |  | TEAM ROOM |  |  | PAVILION CORE TEAM |  |  | PAV |  | LEVEL 12 | 12-206 |  |  | 8 | 3 | PHONE/WORKSTATION | WIRED SPARE |  |  | SPARE | [6 empty] | IDF 12-122C |  | 50732 | 7346150732 |  | 8811 | PAV-12-206--8 | PAV-TM RM 12-206 | 40-Ann_Arbor-Continental_US-CSS | [5 empty] | No
|  |  | TEAM ROOM |  |  | PAVILION CORE TEAM |  |  | PAV |  | LEVEL 12 | 12-206 |  |  | 13 | 3 | PHONE/WORKSTATION | WIRED SPARE |  |  | SPARE | [6 empty] | IDF 12-122C |  | 50733 | 7346150733 |  | 8811 | PAV-12-206--13 | PAV-TM RM 12-206 | 40-Ann_Arbor-Continental_US-CSS | [5 empty] | No
|  |  | UNIV PATIENT RM |  |  | PAVILION CORE TEAM_NRS |  |  | PAV | 12-13 | LEVEL 12 | 12-207 |  |  | 3 | 3C | PT PHONE | WIRED SPARE |  |  | SPARE |  |  | CAPSULE P-P |  |  |  | IDF 12-122C |  | 25208 | 7342325208 |  | PT PHONE | PAV-12-207--3 | PAV-INTERNAL CALLER | 10-Ann_Arbor-Local-CSS |  | PT PHONE | Patient Phone Device Pool |  |  | No | [5 empty] | bed rail holder
|  |  | UNIV PATIENT RM |  |  | PAVILION CORE TEAM_NRS |  |  | PAV | 12-14 | LEVEL 12 | 12-209 |  |  | 3 | 3C | PT PHONE | WIRED SPARE |  |  | SPARE |  |  | CAPSULE P-P |  |  |  | IDF 12-122C |  | 25209 | 7342325209 |  | PT PHONE | PAV-12-209--3 | PAV-INTERNAL CALLER | 10-Ann_Arbor-Local-CSS |  | PT PHONE | Patient Phone Device Pool |  |  | No | [5 empty] | bed rail holder
|  |  | UNIV PATIENT RM ADA |  |  | PAVILION CORE TEAM_NRS |  |  | PAV | 12-15 | LEVEL 12 | 12-211 |  |  | 3 | 3C | PT PHONE | WIRED SPARE |  |  | SPARE |  |  | CAPSULE P-P |  |  |  | IDF 12-122C |  | 25211 | 7342325211 |  | PT PHONE | PAV-12-211--3 | PAV-INTERNAL CALLER | 10-Ann_Arbor-Local-CSS |  | PT PHONE | Patient Phone Device Pool |  |  | No | [5 empty] | bed rail holder
|  |  | NURSES STATION |  |  | NURSES STATION |  |  | PAV |  | LEVEL 12 | 12-212 |  |  | 2 | 3 | PHONE/WORKSTATION | WIRED SPARE |  |  | SPARE | [6 empty] | IDF 12-122C |  | 50734 | 7346150734 |  | 8811 | PAV-12-212--2 | PAV-RN STA 12-212 | 40-Ann_Arbor-Continental_US-CSS | [5 empty] | No
|  |  | NURSES STATION |  |  | NURSES STATION |  |  | PAV |  | LEVEL 12 | 12-212 |  |  | 4 | 3 | PHONE/WORKSTATION | WIRED SPARE |  |  | SPARE | [6 empty] | IDF 12-122C |  | 50739 | 7346150739 |  | 8811 | PAV-12-212--4 | PAV-RN STA 12-212 | 40-Ann_Arbor-Continental_US-CSS | [5 empty] | No
|  |  | NURSES STATION |  |  | NURSES STATION |  |  | PAV |  | LEVEL 12 | 12-212 |  |  | 6 | 3 | PHONE/WORKSTATION | WIRED SPARE |  |  | SPARE | [6 empty] | IDF 12-122C |  | 50741 | 7346150741 |  | 8811 | PAV-12-212--6 | PAV-RN STA 12-212 | 40-Ann_Arbor-Continental_US-CSS | [5 empty] | No
|  |  | NURSES STATION |  |  | NURSES STATION |  |  | PAV |  | LEVEL 12 | 12-212 |  |  | 8 | 3 | PHONE/WORKSTATION | WIRED SPARE |  |  | SPARE | [6 empty] | IDF 12-122C |  | 50742 | 7346150742 |  | 8811 | PAV-12-212--8 | PAV-RN STA 12-212 | 40-Ann_Arbor-Continental_US-CSS | [5 empty] | No
|  |  | NURSES STATION |  |  | NURSES STATION |  |  | PAV |  | LEVEL 12 | 12-212 |  |  | 10 | 3 | PHONE/WORKSTATION | LABEL PRINTER |  |  | SPARE | [6 empty] | IDF 12-122C |  | 50743 | 7346150743 |  | 8811 | PAV-12-212--10 | PAV-RN STA 12-212 | 40-Ann_Arbor-Continental_US-CSS | [5 empty] | No
|  |  | COMMUNAL TEAMING |  |  | UNIVERSAL PATIENT STAFF |  |  | PAV |  | LEVEL 12 | 12-214 |  |  | 2 | 3 | FAX | PRINTER |  |  | SPARE | [6 empty] | IDF 12-122C |  | 50746 | 7346150746 |  | ANLG-FAX | PAV-12-214--2 | PAV-FAX TM RM 12-214 | 40-Ann_Arbor-Continental_US-CSS | [5 empty] | No |  |  |  |  | ANLG-FAX |  | FAX -NEED JACK ALONG WALL
|  |  | TBD |  |  | CORE PAVILION TEAM |  |  | PAV |  | LEVEL 12 | 12-214A |  |  | 1 | 3 | PHONE/WORKSTATION | WIRED SPARE |  |  | SPARE | [6 empty] | IDF 12-122C |  | 50755 | 7346150755 |  | 8811 | PAV-12-214A--1 | PAV-TBD 12-214A | 40-Ann_Arbor-Continental_US-CSS | [5 empty] | No
|  |  | TBD |  |  | CORE PAVILION TEAM |  |  | PAV |  | LEVEL 12 | 12-214B |  |  | 1 | 3 | PHONE/WORKSTATION | WIRED SPARE |  |  | SPARE | [6 empty] | IDF 12-122C |  | 50758 | 7346150758 |  | 8811 | PAV-12-214B--1 | PAV-TBD 12-214B | 40-Ann_Arbor-Continental_US-CSS | [5 empty] | No
|  |  | MD HOTEL OFFICE |  |  | CORE PAVILION TEAM |  |  | PAV |  | LEVEL 12 | 12-214D |  |  | 1 | 3 | PHONE/WORKSTATION | WIRED SPARE |  |  | SPARE | [6 empty] | IDF 12-122C |  | 50761 | 7346150761 |  | 8811 | PAV-12-214D--1 | PAV-HOTEL OFC 12-214D | 40-Ann_Arbor-Continental_US-CSS | [5 empty] | No
|  |  | ADMIN |  |  | UNIVERSAL PATIENT STAFF |  |  | PAV |  | LEVEL 12 | 12-214F |  |  | 1 | 3 | PHONE/WORKSTATION | WIRED SPARE |  |  | SPARE | [6 empty] | IDF 12-122C |  | 50765 | 7346150765 |  | 8811 | PAV-12-214F--1 | PAV-ADMIN OFC 12-214F | 40-Ann_Arbor-Continental_US-CSS | [5 empty] | Yes
|  |  | ADMIN |  |  | UNIVERSAL PATIENT STAFF |  |  | PAV |  | LEVEL 12 | 12-214F |  |  | 2 | 3 | PHONE/WORKSTATION | WIRED SPARE |  |  | SPARE | [6 empty] | IDF 12-122C |  | 50770 | 7346150770 |  | 8811 | PAV-12-214F--2 | PAV-ADMIN OFC 12-214F | 40-Ann_Arbor-Continental_US-CSS | [5 empty] | Yes
|  |  | TBD |  |  | CORE PAVILION TEAM |  |  | PAV |  | LEVEL 12 | 12-214G |  |  | 1 | 3 | PHONE/WORKSTATION | WIRED SPARE |  |  | SPARE | [6 empty] | IDF 12-122C |  | 50771 | 7346150771 |  | 8811 | PAV-12-214G--1 | PAV-TBD 12-214G | 40-Ann_Arbor-Continental_US-CSS | [5 empty] | No
|  |  | OFFICE, SOCIAL WORK |  |  | UNIVERSAL PATIENT STAFF |  |  | PAV |  | LEVEL 12 | 12-216 |  |  | 1 | 3 | PHONE/WORKSTATION | PRINTER | [9 empty] | IDF 12-122C |  | 50772 | 7346150772 |  | 8811 | PAV-12-216--1 | PAV-SW 12-216 | 40-Ann_Arbor-Continental_US-CSS | [5 empty] | Yes
|  |  | OFFICE, SOCIAL WORK |  |  | UNIVERSAL PATIENT STAFF |  |  | PAV |  | LEVEL 12 | 12-216 |  |  | 1 | 3 |  |  |  |  | FAX | [6 empty] | IDF 12-122C |  | 50781 | 7346150781 |  | ANLG-FAX | PAV-12-216--1 | PAV-FAX SW 12-216 | 40-Ann_Arbor-Continental_US-CSS | [5 empty] | No |  |  |  |  | ANLG-FAX
|  |  | OFFICE, SOCIAL WORK |  |  | UNIVERSAL PATIENT STAFF |  |  | PAV |  | LEVEL 12 | 12-216 |  |  | 2 | 3 | PHONE/WORKSTATION | WIRED SPARE |  |  | SPARE | [6 empty] | IDF 12-122C |  | 50790 | 7346150790 |  | 8811 | PAV-12-216--2 | PAV-SW 12-216 | 40-Ann_Arbor-Continental_US-CSS | [5 empty] | Yes
|  |  | POCT |  |  | RESPIRATORY THERAPY |  |  | PAV |  | LEVEL 12 | 12-228 |  |  | 1 | 3 | PHONE/WORKSTATION | LABEL PRINTER |  |  | SPARE | [6 empty] | IDF 12-122C |  | 50793 | 7346150793 |  | 8811 | PAV-12-228--1 | PAV-POCT 12-228 | 40-Ann_Arbor-Continental_US-CSS | [5 empty] | No
|  |  | UNIV PATIENT RM |  |  | PAVILION CORE TEAM_NRS |  |  | PAV | 12-16 | LEVEL 12 | 12-301 |  |  | 3 | 3C | PT PHONE | WIRED SPARE |  |  | SPARE |  |  | CAPSULE P-P |  |  |  | IDF 12-122C |  | 25216 | 7342325216 |  | PT PHONE | PAV-12-301--3 | PAV-INTERNAL CALLER | 10-Ann_Arbor-Local-CSS |  | PT PHONE | Patient Phone Device Pool |  |  | No | [5 empty] | bed rail holder
|  |  | NURSES STATION |  |  | NURSES STATION |  |  | PAV |  | LEVEL 12 | 12-302 |  |  | 1 | 3 | PHONE/WORKSTATION | WIRED SPARE |  |  | SPARE | [6 empty] | IDF 12-122C |  | 50794 | 7346150794 |  | 8811 | PAV-12-302--1 | PAV-RN STA 12-302 | 40-Ann_Arbor-Continental_US-CSS | [5 empty] | No
|  |  | NURSES STATION |  |  | NURSES STATION |  |  | PAV |  | LEVEL 12 | 12-302 |  |  | 5 | 3 | PHONE/WORKSTATION | LABEL PRINTER |  |  | SPARE | [6 empty] | IDF 12-122C |  | 50800 | 7346150800 |  | 8811 | PAV-12-302--5 | PAV-RN STA 12-302 | 40-Ann_Arbor-Continental_US-CSS | [5 empty] | No
|  |  | NURSES STATION |  |  | NURSES STATION |  |  | PAV |  | LEVEL 12 | 12-302 |  |  | 3 | 3 | WORKSTATION | PRINTER |  |  | ANLG-RED PHONE | [6 empty] | IDF 12-122C |  | RED PHONE |  |  | RED PHONE | PAV-12-302--3 | PAV-12-302--3 RED PHONE |  | RED PHONE | [11 empty] | RED PHONE
|  |  | UNIV PATIENT RM |  |  | PAVILION CORE TEAM_NRS |  |  | PAV | 12-17 | LEVEL 12 | 12-303 |  |  | 3 | 3C | PT PHONE | WIRED SPARE |  |  | SPARE |  |  | CAPSULE P-P |  |  |  | IDF 12-122C |  | 25221 | 7342325221 |  | PT PHONE | PAV-12-303--3 | PAV-INTERNAL CALLER | 10-Ann_Arbor-Local-CSS |  | PT PHONE | Patient Phone Device Pool |  |  | No | [5 empty] | bed rail holder
|  |  | UNIV PATIENT RM |  |  | PAVILION CORE TEAM_NRS |  |  | PAV | 12-18 | LEVEL 12 | 12-305 |  |  | 3 | 3C | PT PHONE | WIRED SPARE |  |  | SPARE |  |  | CAPSULE P-P |  |  |  | IDF 12-122C |  | 25232 | 7342325232 |  | PT PHONE | PAV-12-305--3 | PAV-INTERNAL CALLER | 10-Ann_Arbor-Local-CSS |  | PT PHONE | Patient Phone Device Pool |  |  | No | [5 empty] | bed rail holder
|  |  | UNIV PATIENT RM |  |  | PAVILION CORE TEAM_NRS |  |  | PAV | 12-19 | LEVEL 12 | 12-307 |  |  | 3 | 3C | PT PHONE | WIRED SPARE |  |  | SPARE |  |  | CAPSULE P-P |  |  |  | IDF 12-122C |  | 25238 | 7342325238 |  | PT PHONE | PAV-12-307--3 | PAV-INTERNAL CALLER | 10-Ann_Arbor-Local-CSS |  | PT PHONE | Patient Phone Device Pool |  |  | No | [5 empty] | bed rail holder
|  |  | MEDICATION |  |  | PHARMACY/NURSING |  |  | PAV |  | LEVEL 12 | 12-308 |  |  | 1 | 3 | PHONE/WORKSTATION | WIRED SPARE |  |  | SPARE | [6 empty] | IDF 12-122C |  | 50801 | 7346150801 |  | 8811 | PAV-12-308--1 | PAV-MED RM 12-308 | 40-Ann_Arbor-Continental_US-CSS | [5 empty] | No
|  |  | MEDICATION |  |  | PHARMACY/NURSING |  |  | PAV |  | LEVEL 12 | 12-308 |  |  | 2 | 3 | MEDICAL EQUIPMENT-FIXED | PHONE/WORKSTATION |  |  | SPARE | [6 empty] | IDF 12-122C |  | 50804 | 7346150804 |  | 8811 | PAV-12-308--2 | PAV-MED RM 12-308 | 40-Ann_Arbor-Continental_US-CSS | [5 empty] | No
|  |  | UNIV PATIENT RM |  |  | PAVILION CORE TEAM_NRS |  |  | PAV | 12-20 | LEVEL 12 | 12-309 |  |  | 3 | 3C | PT PHONE | WIRED SPARE |  |  | SPARE |  |  | CAPSULE P-P |  |  |  | IDF 12-122C |  | 25248 | 7342325248 |  | PT PHONE | PAV-12-309--3 | PAV-INTERNAL CALLER | 10-Ann_Arbor-Local-CSS |  | PT PHONE | Patient Phone Device Pool |  |  | No | [5 empty] | bed rail holder
|  |  | UNIV PATIENT RM |  |  | PAVILION CORE TEAM_NRS |  |  | PAV | 12-21 | LEVEL 12 | 12-311 |  |  | 3 | 3C | PT PHONE | WIRED SPARE |  |  | SPARE |  |  | CAPSULE P-P |  |  |  | IDF 12-334C |  | 25309 | 7342325309 |  | PT PHONE | PAV-12-311--3 | PAV-INTERNAL CALLER | 10-Ann_Arbor-Local-CSS |  | PT PHONE | Patient Phone Device Pool |  |  | No | [5 empty] | bed rail holder
|  |  | UNIV PATIENT RM |  |  | PAVILION CORE TEAM_NRS |  |  | PAV | 12-22 | LEVEL 12 | 12-313 |  |  | 3 | 3C | PT PHONE | WIRED SPARE |  |  | SPARE |  |  | CAPSULE P-P |  |  |  | IDF 12-334C |  | 25324 | 7342325324 |  | PT PHONE | PAV-12-313--3 | PAV-INTERNAL CALLER | 10-Ann_Arbor-Local-CSS |  | PT PHONE | Patient Phone Device Pool |  |  | No | [5 empty] | bed rail holder
|  |  | UNIV PATIENT RM |  |  | PAVILION CORE TEAM_NRS |  |  | PAV | 12-23 | LEVEL 12 | 12-315 |  |  | 3 | 3C | PT PHONE | WIRED SPARE |  |  | SPARE |  |  | CAPSULE P-P |  |  |  | IDF 12-334C |  | 25341 | 7342325341 |  | PT PHONE | PAV-12-315--3 | PAV-INTERNAL CALLER | 10-Ann_Arbor-Local-CSS |  | PT PHONE | Patient Phone Device Pool |  |  | No | [5 empty] | bed rail holder
|  |  | UNIV ISO PATIENT RM |  |  | PAVILION CORE TEAM_NRS |  |  | PAV | 12-24 | LEVEL 12 | 12-317 |  |  | 3 | 3C | PT PHONE | WIRED SPARE |  |  | SPARE |  |  | CAPSULE P-P |  |  |  | IDF 12-334C |  | 25347 | 7342325347 |  | PT PHONE | PAV-12-317--3 | PAV-INTERNAL CALLER | 10-Ann_Arbor-Local-CSS |  | PT PHONE | Patient Phone Device Pool |  |  | No | [5 empty] | bed rail holder
|  |  | UNIV PATIENT RM |  |  | PAVILION CORE TEAM_NRS |  |  | PAV | 12-25 | LEVEL 12 | 12-319 |  |  | 3 | 3C | PT PHONE | WIRED SPARE |  |  | SPARE |  |  | CAPSULE P-P |  |  |  | IDF 12-334C |  | 25348 | 7342325348 |  | PT PHONE | PAV-12-319--3 | PAV-INTERNAL CALLER | 10-Ann_Arbor-Local-CSS |  | PT PHONE | Patient Phone Device Pool |  |  | No | [5 empty] | bed rail holder
|  |  | UNIV PATIENT RM |  |  | PAVILION CORE TEAM_NRS |  |  | PAV | 12-26 | LEVEL 12 | 12-321 |  |  | 3 | 3C | PT PHONE | WIRED SPARE |  |  | SPARE |  |  | CAPSULE P-P |  |  |  | IDF 12-334C |  | 25349 | 7342325349 |  | PT PHONE | PAV-12-321--3 | PAV-INTERNAL CALLER | 10-Ann_Arbor-Local-CSS |  | PT PHONE | Patient Phone Device Pool |  |  | No | [5 empty] | bed rail holder
|  |  | UNIV PATIENT RM |  |  | PAVILION CORE TEAM_NRS |  |  | PAV | 12-27 | LEVEL 12 | 12-323 |  |  | 3 | 3C | PT PHONE | WIRED SPARE |  |  | SPARE |  |  | CAPSULE P-P |  |  |  | IDF 12-334C |  | 25382 | 7342325382 |  | PT PHONE | PAV-12-323--3 | PAV-INTERNAL CALLER | 10-Ann_Arbor-Local-CSS |  | PT PHONE | Patient Phone Device Pool |  |  | No | [5 empty] | bed rail holder
|  |  | UNIV PATIENT RM |  |  | PAVILION CORE TEAM_NRS |  |  | PAV | 12-28 | LEVEL 12 | 12-325 |  |  | 3 | 3C | PT PHONE | WIRED SPARE |  |  | SPARE |  |  | CAPSULE P-P |  |  |  | IDF 12-334C |  | 25390 | 7342325390 |  | PT PHONE | PAV-12-325--3 | PAV-INTERNAL CALLER | 10-Ann_Arbor-Local-CSS |  | PT PHONE | Patient Phone Device Pool |  |  | No | [5 empty] | bed rail holder
|  |  | UNIV PATIENT RM |  |  | PAVILION CORE TEAM_NRS |  |  | PAV | 12-29 | LEVEL 12 | 12-327 |  |  | 3 | 3C | PT PHONE | WIRED SPARE |  |  | SPARE |  |  | CAPSULE P-P |  |  |  | IDF 12-438C |  | 25402 | 7342325402 |  | PT PHONE | PAV-12-327--3 | PAV-INTERNAL CALLER | 10-Ann_Arbor-Local-CSS |  | PT PHONE | Patient Phone Device Pool |  |  | No | [5 empty] | bed rail holder
|  |  | NURSES STATION |  |  | NURSES STATION |  |  | PAV |  | LEVEL 12 | 12-328 |  |  | 1 | 3 | PHONE/WORKSTATION | WIRED SPARE |  |  | SPARE | [6 empty] | IDF 12-334C |  | 50806 | 7346150806 |  | 8811 | PAV-12-328--1 | PAV-RN STA 12-328 | 40-Ann_Arbor-Continental_US-CSS | [5 empty] | No
|  |  | NURSES STATION |  |  | NURSES STATION |  |  | PAV |  | LEVEL 12 | 12-328 |  |  | 6 | 3 | PHONE/WORKSTATION | WIRED SPARE |  |  | SPARE | [6 empty] | IDF 12-334C |  | 50807 | 7346150807 |  | 8811 | PAV-12-328--6 | PAV-RN STA 12-328 | 40-Ann_Arbor-Continental_US-CSS | [5 empty] | No
|  |  | UNIV PATIENT RM |  |  | PAVILION CORE TEAM_NRS |  |  | PAV | 12-30 | LEVEL 12 | 12-329 |  |  | 3 | 3C | PT PHONE | WIRED SPARE |  |  | SPARE |  |  | CAPSULE P-P |  |  |  | IDF 12-438C |  | 25403 | 7342325403 |  | PT PHONE | PAV-12-329--3 | PAV-INTERNAL CALLER | 10-Ann_Arbor-Local-CSS |  | PT PHONE | Patient Phone Device Pool |  |  | No | [5 empty] | bed rail holder
|  |  | UNIV PATIENT RM |  |  | PAVILION CORE TEAM_NRS |  |  | PAV | 12-31 | LEVEL 12 | 12-331 |  |  | 3 | 3C | PT PHONE | WIRED SPARE |  |  | SPARE |  |  | CAPSULE P-P |  |  |  | IDF 12-438C |  | 25404 | 7342325404 |  | PT PHONE | PAV-12-331--3 | PAV-INTERNAL CALLER | 10-Ann_Arbor-Local-CSS |  | PT PHONE | Patient Phone Device Pool |  |  | No | [5 empty] | bed rail holder
|  |  | PT/OT GYM |  |  | PT/OT |  |  | PAV |  | LEVEL 12 | 12-332 |  |  | 2 | 3 | PHONE/WORKSTATION | WORKSTATION |  |  | SPARE | [6 empty] | IDF 12-334C |  | 50809 | 7346150809 |  | 8811 | PAV-12-332--2 | PAV-PT OT GYM 12-332 | 40-Ann_Arbor-Continental_US-CSS | [5 empty] | No
|  |  | UNIV ISO PATIENT RM ADA |  |  | PAVILION CORE TEAM_NRS |  |  | PAV | 12-32 | LEVEL 12 | 12-333 |  |  | 3 | 3C | PT PHONE | WIRED SPARE |  |  | SPARE |  |  | CAPSULE P-P |  |  |  | IDF 12-438C |  | 25423 | 7342325423 |  | PT PHONE | PAV-12-333--3 | PAV-INTERNAL CALLER | 10-Ann_Arbor-Local-CSS |  | PT PHONE | Patient Phone Device Pool |  |  | No | [5 empty] | bed rail holder
|  |  | CONFERENCE ROOM |  |  | PAVILION CORE TEAM |  |  | PAV |  | LEVEL 12 | 12-336 |  |  | 3 | 3 | PHONE | WIRED SPARE |  |  | SPARE | [6 empty] | IDF 12-334C |  | 50811 | 7346150811 |  | 8811 | PAV-12-336--3 | PAV-CONF RM 12-336 | 40-Ann_Arbor-Continental_US-CSS | [5 empty] | No
|  |  | NURSES STATION |  |  | NURSES STATION |  |  | PAV |  | LEVEL 12 | 12-338 |  |  | 2 | 3 | PHONE/WORKSTATION | WIRED SPARE |  |  | SPARE | [6 empty] | IDF 12-334C |  | 50813 | 7346150813 |  | 8811 | PAV-12-338--2 | PAV-RN STA 12-338 | 40-Ann_Arbor-Continental_US-CSS | [5 empty] | No
|  |  | CORRIDOR |  |  | HOUSE PHONE |  |  | PAV |  | LEVEL 12 | 12-340Z |  |  | 2 | W | PHONE | [10 empty] | IDF 12-334C |  | 50815 | 7346150815 |  | 6901W | PAV-12-340Z--2 | PAV-CORR 12-340Z | 00-Ann_Arbor-Internal-CSS | [5 empty] | No
|  |  | MEDICATION |  |  | PHARMACY/NURSING |  |  | PAV |  | LEVEL 12 | 12-358 |  |  | 1 | 3 | PHONE/WORKSTATION | WIRED SPARE |  |  | SPARE | [6 empty] | IDF 12-438C |  | 50817 | 7346150817 |  | 8811 | PAV-12-358--1 | PAV-MED RM 12-358 | 40-Ann_Arbor-Continental_US-CSS | [5 empty] | No
|  |  | MEDICATION |  |  | PHARMACY/NURSING |  |  | PAV |  | LEVEL 12 | 12-358 |  |  | 2 | 3 | MEDICAL EQUIPMENT-FIXED | PHONE/WORKSTATION |  |  | SPARE | [6 empty] | IDF 12-438C |  | 50823 | 7346150823 |  | 8811 | PAV-12-358--2 | PAV-MED RM 12-358 | 40-Ann_Arbor-Continental_US-CSS | [5 empty] | No
|  |  | NURSES STATION |  |  | NURSES STATION |  |  | PAV |  | LEVEL 12 | 12-364 |  |  | 1 | 3 | PHONE/WORKSTATION | LABEL PRINTER |  |  | SPARE | [6 empty] | IDF 12-438C |  | 50825 | 7346150825 |  | 8811 | PAV-12-364--1 | PAV-RN STA 12-364 | 40-Ann_Arbor-Continental_US-CSS | [5 empty] | No
|  |  | UNIV PATIENT RM |  |  | PAVILION CORE TEAM_NRS |  |  | PAV | 12-33 | LEVEL 12 | 12-401 |  |  | 3 | 3C | PT PHONE | WIRED SPARE |  |  | SPARE |  |  | CAPSULE P-P |  |  |  | IDF 12-438C |  | 25424 | 7342325424 |  | PT PHONE | PAV-12-401--3 | PAV-INTERNAL CALLER | 10-Ann_Arbor-Local-CSS |  | PT PHONE | Patient Phone Device Pool |  |  | No | [5 empty] | bed rail holder
|  |  | NURSES STATION |  |  | NURSES STATION |  |  | PAV |  | LEVEL 12 | 12-402 |  |  | 2 | 3 | PHONE/WORKSTATION | LABEL PRINTER |  |  | SPARE | [6 empty] | IDF 12-438C |  | 50828 | 7346150828 |  | 8811 | PAV-12-402--2 | PAV-RN STA 12-402 | 40-Ann_Arbor-Continental_US-CSS | [5 empty] | No
|  |  | NURSES STATION |  |  | NURSES STATION |  |  | PAV |  | LEVEL 12 | 12-402 |  |  | 4 | 3 | PHONE/WORKSTATION | WIRED SPARE |  |  | SPARE | [6 empty] | IDF 12-438C |  | 50836 | 7346150836 |  | 8811 | PAV-12-402--4 | PAV-RN STA 12-402 | 40-Ann_Arbor-Continental_US-CSS | [5 empty] | No
|  |  | NURSES STATION |  |  | NURSES STATION |  |  | PAV |  | LEVEL 12 | 12-402 |  |  | 6 | 3 | PHONE/WORKSTATION | WIRED SPARE |  |  | SPARE | [6 empty] | IDF 12-438C |  | 50837 | 7346150837 |  | 8811 | PAV-12-402--6 | PAV-RN STA 12-402 | 40-Ann_Arbor-Continental_US-CSS | [5 empty] | No
|  |  | ADMIN |  |  | UNIVERSAL PATIENT STAFF |  |  | PAV |  | LEVEL 12 | 12-402A |  |  | 1 | 3 | PHONE/WORKSTATION | WIRED SPARE |  |  | SPARE | [6 empty] | IDF 12-438C |  | 50842 | 7346150842 |  | 8811 | PAV-12-402A--1 | PAV-ADMIN OFC 12-402A | 40-Ann_Arbor-Continental_US-CSS | [5 empty] | Yes
|  |  | OFFICE, NM |  |  | UNIVERSAL PATIENT STAFF |  |  | PAV |  | LEVEL 12 | 12-402B |  |  | 1 | 3 | PHONE/WORKSTATION | WIRED SPARE |  |  | SPARE | [6 empty] | IDF 12-438C |  | 50846 | 7346150846 |  | 8811 | PAV-12-402B--1 | PAV-NRS MGR OFC 12-402B | 40-Ann_Arbor-Continental_US-CSS | [5 empty] | Yes
|  |  | OFFICE, SUPVSR |  |  | UNIVERSAL PATIENT STAFF |  |  | PAV |  | LEVEL 12 | 12-402D |  |  | 1 | 3 | PHONE/WORKSTATION | WIRED SPARE |  |  | SPARE | [6 empty] | IDF 12-438C |  | 50852 | 7346150852 |  | 8811 | PAV-12-402D--1 | PAV-SPV OFC 12-402D | 40-Ann_Arbor-Continental_US-CSS | [5 empty] | Yes
|  |  | OFFICE, CNS / EDU |  |  | UNIVERSAL PATIENT STAFF |  |  | PAV |  | LEVEL 12 | 12-402F |  |  | 1 | 3 | PHONE/WORKSTATION | PRINTER | [9 empty] | IDF 12-438C |  | 50854 | 7346150854 |  | 8811 | PAV-12-402F--1 | PAV-CNS OFC 12-402F | 40-Ann_Arbor-Continental_US-CSS | [5 empty] | Yes
|  |  | OFFICE, CNS / EDU |  |  | UNIVERSAL PATIENT STAFF |  |  | PAV |  | LEVEL 12 | 12-402F |  |  | 1 | 3 |  |  |  |  | FAX | [6 empty] | IDF 12-438C |  | 50859 | 7346150859 |  | ANLG-FAX | PAV-12-402F--1 | PAV-FAX CNS 12-402F | 40-Ann_Arbor-Continental_US-CSS | [5 empty] | No |  |  |  |  | ANLG-FAX
|  |  | OFFICE, CNS / EDU |  |  | UNIVERSAL PATIENT STAFF |  |  | PAV |  | LEVEL 12 | 12-402F |  |  | 2 | 3 | PHONE/WORKSTATION | WIRED SPARE |  |  | SPARE | [6 empty] | IDF 12-438C |  | 50865 | 7346150865 |  | 8811 | PAV-12-402F--2 | PAV-CNS OFC 12-402F | 40-Ann_Arbor-Continental_US-CSS | [5 empty] | Yes
|  |  | UNIV PATIENT RM |  |  | PAVILION CORE TEAM_NRS |  |  | PAV | 12-34 | LEVEL 12 | 12-403 |  |  | 3 | 3C | PT PHONE | WIRED SPARE |  |  | SPARE |  |  | CAPSULE P-P |  |  |  | IDF 12-438C |  | 25428 | 7342325428 |  | PT PHONE | PAV-12-403--3 | PAV-INTERNAL CALLER | 10-Ann_Arbor-Local-CSS |  | PT PHONE | Patient Phone Device Pool |  |  | No | [5 empty] | bed rail holder
|  |  | UNIV PATIENT RM |  |  | PAVILION CORE TEAM_NRS |  |  | PAV | 12-35 | LEVEL 12 | 12-405 |  |  | 3 | 3C | PT PHONE | WIRED SPARE |  |  | SPARE |  |  | CAPSULE P-P |  |  |  | IDF 12-438C |  | 25445 | 7342325445 |  | PT PHONE | PAV-12-405--3 | PAV-INTERNAL CALLER | 10-Ann_Arbor-Local-CSS |  | PT PHONE | Patient Phone Device Pool |  |  | No | [5 empty] | bed rail holder
|  |  | TEAM ROOM |  |  | PAVILION CORE TEAM |  |  | PAV |  | LEVEL 12 | 12-406 |  |  | 2 | 3 | PHONE/WORKSTATION | WIRED SPARE |  |  | SPARE | [6 empty] | IDF 12-438C |  | 50869 | 7346150869 |  | 8811 | PAV-12-406--2 | PAV-TM RM 12-406 | 40-Ann_Arbor-Continental_US-CSS | [5 empty] | No
|  |  | TEAM ROOM |  |  | PAVILION CORE TEAM |  |  | PAV |  | LEVEL 12 | 12-406 |  |  | 4 | 3 | PHONE/WORKSTATION | WIRED SPARE |  |  | SPARE | [6 empty] | IDF 12-438C |  | 50875 | 7346150875 |  | 8811 | PAV-12-406--4 | PAV-TM RM 12-406 | 40-Ann_Arbor-Continental_US-CSS | [5 empty] | No
|  |  | TEAM ROOM |  |  | PAVILION CORE TEAM |  |  | PAV |  | LEVEL 12 | 12-406 |  |  | 8 | 3 | PHONE/WORKSTATION | WIRED SPARE |  |  | SPARE | [6 empty] | IDF 12-438C |  | 50878 | 7346150878 |  | 8811 | PAV-12-406--8 | PAV-TM RM 12-406 | 40-Ann_Arbor-Continental_US-CSS | [5 empty] | No
|  |  | TEAM ROOM |  |  | PAVILION CORE TEAM |  |  | PAV |  | LEVEL 12 | 12-406 |  |  | 11 | 3 | PHONE/WORKSTATION | WIRED SPARE |  |  | SPARE | [6 empty] | IDF 12-438C |  | 50880 | 7346150880 |  | 8811 | PAV-12-406--11 | PAV-TM RM 12-406 | 40-Ann_Arbor-Continental_US-CSS | [5 empty] | No
|  |  | TEAM ROOM |  |  | PAVILION CORE TEAM |  |  | PAV |  | LEVEL 12 | 12-406 |  |  | 13 | 3 | PHONE/WORKSTATION | WIRED SPARE |  |  | SPARE | [6 empty] | IDF 12-438C |  | 50883 | 7346150883 |  | 8811 | PAV-12-406--13 | PAV-TM RM 12-406 | 40-Ann_Arbor-Continental_US-CSS | [5 empty] | No
|  |  | TEAM ROOM |  |  | PAVILION CORE TEAM |  |  | PAV |  | LEVEL 12 | 12-406 |  |  | 16 | 3 | PHONE/WORKSTATION | WIRED SPARE |  |  | SPARE | [6 empty] | IDF 12-438C |  | 50890 | 7346150890 |  | 8811 | PAV-12-406--16 | PAV-TM RM 12-406 | 40-Ann_Arbor-Continental_US-CSS | [5 empty] | No
|  |  | UNIV PATIENT RM |  |  | PAVILION CORE TEAM_NRS |  |  | PAV | 12-36 | LEVEL 12 | 12-407 |  |  | 3 | 3C | PT PHONE | WIRED SPARE |  |  | SPARE |  |  | CAPSULE P-P |  |  |  | IDF 12-438C |  | 25447 | 7342325447 |  | PT PHONE | PAV-12-407--3 | PAV-INTERNAL CALLER | 10-Ann_Arbor-Local-CSS |  | PT PHONE | Patient Phone Device Pool |  |  | No | [5 empty] | bed rail holder
|  |  | UNIV PATIENT RM |  |  | PAVILION CORE TEAM_NRS |  |  | PAV | 12-37 | LEVEL 12 | 12-409 |  |  | 3 | 3C | PT PHONE | WIRED SPARE |  |  | SPARE |  |  | CAPSULE P-P |  |  |  | IDF 12-438C |  | 25450 | 7342325450 |  | PT PHONE | PAV-12-409--3 | PAV-INTERNAL CALLER | 10-Ann_Arbor-Local-CSS |  | PT PHONE | Patient Phone Device Pool |  |  | No | [5 empty] | bed rail holder
|  |  | UNIV PATIENT RM |  |  | PAVILION CORE TEAM_NRS |  |  | PAV | 12-38 | LEVEL 12 | 12-411 |  |  | 3 | 3C | PT PHONE | WIRED SPARE |  |  | SPARE |  |  | CAPSULE P-P |  |  |  | IDF 12-438C |  | 25497 | 7342325497 |  | PT PHONE | PAV-12-411--3 | PAV-INTERNAL CALLER | 10-Ann_Arbor-Local-CSS |  | PT PHONE | Patient Phone Device Pool |  |  | No | [5 empty] | bed rail holder
|  |  | UNIV PATIENT RM ADA |  |  | PAVILION CORE TEAM_NRS |  |  | PAV | 12-39 | LEVEL 12 | 12-413 |  |  | 3 | 3C | PT PHONE | WIRED SPARE |  |  | SPARE |  |  | CAPSULE P-P |  |  |  | IDF 12-438C |  | 25539 | 7342325539 |  | PT PHONE | PAV-12-413--3 | PAV-INTERNAL CALLER | 10-Ann_Arbor-Local-CSS |  | PT PHONE | Patient Phone Device Pool |  |  | No | [5 empty] | bed rail holder
|  |  | MEDICATION |  |  | PHARMACY/NURSING |  |  | PAV |  | LEVEL 12 | 12-414 |  |  | 1 | 3 | PHONE/WORKSTATION | WIRED SPARE |  |  | SPARE | [6 empty] | IDF 12-438C |  | 50893 | 7346150893 |  | 8811 | PAV-12-414--1 | PAV-MED RM 12-414 | 40-Ann_Arbor-Continental_US-CSS | [5 empty] | No
|  |  | MEDICATION |  |  | PHARMACY/NURSING |  |  | PAV |  | LEVEL 12 | 12-414 |  |  | 3 | 3 | PHONE/WORKSTATION | WIRED SPARE |  |  | SPARE | [6 empty] | IDF 12-438C |  | 50901 | 7346150901 |  | 8811 | PAV-12-414--3 | PAV-MED RM 12-414 | 40-Ann_Arbor-Continental_US-CSS | [5 empty] | No
|  |  | COMMUNAL TEAMING |  |  | PAVILION CORE TEAM |  |  | PAV |  | LEVEL 12 | 12-417 |  |  | 3 | 3 | Phone | WIRED SPARE |  |  | WIRED SPARE | [6 empty] | IDF 12-438C |  | 50904 | 7346150904 |  | 8811 | PAV-12-417--3 | PAV-TM RM 12-417 | 40-Ann_Arbor-Continental_US-CSS | [5 empty] | No
|  |  | ON CALL |  |  | PAVILION CORE TEAM |  |  | PAV |  | LEVEL 12 | 12-436 |  |  | 2 | 3 | PHONE/WORKSTATION | WIRED SPARE |  |  | SPARE | [6 empty] | IDF 12-438C |  | 50908 | 7346150908 |  | 8811 | PAV-12-436--2 | PAV-ON CALL RM 12-436 | 40-Ann_Arbor-Continental_US-CSS | [5 empty] | No
|  |  | UNIV ISO PATIENT RM |  |  | PAVILION CORE TEAM_NRS |  |  | PAV | 12-40 | LEVEL 12 | 12-501 |  |  | 3 | 3C | PT PHONE | WIRED SPARE |  |  | SPARE |  |  | CAPSULE P-P |  |  |  | IDF 12-438C |  | 25615 | 7342325615 |  | PT PHONE | PAV-12-501--3 | PAV-INTERNAL CALLER | 10-Ann_Arbor-Local-CSS |  | PT PHONE | Patient Phone Device Pool |  |  | No | [5 empty] | bed rail holder
|  |  | UNIV PATIENT RM |  |  | PAVILION CORE TEAM_NRS |  |  | PAV | 12-41 | LEVEL 12 | 12-503 |  |  | 4 | 3C | PT PHONE | WIRED SPARE |  |  | SPARE |  |  | CAPSULE P-P |  |  |  | IDF 12-438C |  | 25618 | 7342325618 |  | PT PHONE | PAV-12-503--4 | PAV-INTERNAL CALLER | 10-Ann_Arbor-Local-CSS |  | PT PHONE | Patient Phone Device Pool |  |  | No | [5 empty] | bed rail holder
|  |  | UNIV PATIENT RM |  |  | PAVILION CORE TEAM_NRS |  |  | PAV | 12-42 | LEVEL 12 | 12-505 |  |  | 3 | 3C | PT PHONE | WIRED SPARE |  |  | SPARE |  |  | CAPSULE P-P |  |  |  | IDF 12-438C |  | 25774 | 7342325774 |  | PT PHONE | PAV-12-505--3 | PAV-INTERNAL CALLER | 10-Ann_Arbor-Local-CSS |  | PT PHONE | Patient Phone Device Pool |  |  | No | [5 empty] | bed rail holder
|  |  | UNIV PATIENT RM |  |  | PAVILION CORE TEAM_NRS |  |  | PAV | 12-43 | LEVEL 12 | 12-507 |  |  | 3 | 3C | PT PHONE | WIRED SPARE |  |  | SPARE |  |  | CAPSULE P-P |  |  |  | IDF 12-438C |  | 25818 | 7342325818 |  | PT PHONE | PAV-12-507--3 | PAV-INTERNAL CALLER | 10-Ann_Arbor-Local-CSS |  | PT PHONE | Patient Phone Device Pool |  |  | No | [5 empty] | bed rail holder
|  |  | UNIV PATIENT RM |  |  | PAVILION CORE TEAM_NRS |  |  | PAV | 12-44 | LEVEL 12 | 12-509 |  |  | 3 | 3C | PT PHONE | WIRED SPARE |  |  | SPARE |  |  | CAPSULE P-P |  |  |  | IDF 12-438C |  | 25871 | 7342325871 |  | PT PHONE | PAV-12-509--3 | PAV-INTERNAL CALLER | 10-Ann_Arbor-Local-CSS |  | PT PHONE | Patient Phone Device Pool |  |  | No | [5 empty] | bed rail holder
|  |  | CORRIDOR |  |  | HOUSE PHONE |  |  | PAV |  | LEVEL 12 | 12-510Z |  |  | 1 | W | PHONE | [10 empty] | IDF 12-438C |  | 50910 | 7346150910 |  | 6901W | PAV-12-510Z--1 | PAV-CORR 12-510Z | 00-Ann_Arbor-Internal-CSS | [5 empty] | No
|  |  | UNIV PATIENT RM |  |  | PAVILION CORE TEAM_NRS |  |  | PAV | 12-45 | LEVEL 12 | 12-511 |  |  | 3 | 3C | PT PHONE | WIRED SPARE |  |  | SPARE |  |  | CAPSULE P-P |  |  |  | IDF 12-438C |  | 25905 | 7342325905 |  | PT PHONE | PAV-12-511--3 | PAV-INTERNAL CALLER | 10-Ann_Arbor-Local-CSS |  | PT PHONE | Patient Phone Device Pool |  |  | No | [5 empty] | bed rail holder
|  |  | NURSES STATION |  |  | NURSES STATION |  |  | PAV |  | LEVEL 12 | 12-512 |  |  | 1 | 3 | PHONE/WORKSTATION | WIRED SPARE |  |  | SPARE | [6 empty] | IDF 12-334C |  | 50911 | 7346150911 |  | 8811 | PAV-12-512--1 | PAV-RN STA 12-512 | 40-Ann_Arbor-Continental_US-CSS | [5 empty] | No
|  |  | NURSES STATION |  |  | NURSES STATION |  |  | PAV |  | LEVEL 12 | 12-512 |  |  | 3 | 3 | PHONE/WORKSTATION | WIRED SPARE |  |  | SPARE | [6 empty] | IDF 12-334C |  | 50912 | 7346150912 |  | 8811 | PAV-12-512--3 | PAV-RN STA 12-512 | 40-Ann_Arbor-Continental_US-CSS | [5 empty] | No
|  |  | UNIV PATIENT RM |  |  | PAVILION CORE TEAM_NRS |  |  | PAV | 12-46 | LEVEL 12 | 12-513 |  |  | 3 | 3C | PT PHONE | WIRED SPARE |  |  | SPARE |  |  | CAPSULE P-P |  |  |  | IDF 12-334C |  | 25909 | 7342325909 |  | PT PHONE | PAV-12-513--3 | PAV-INTERNAL CALLER | 10-Ann_Arbor-Local-CSS |  | PT PHONE | Patient Phone Device Pool |  |  | No | [5 empty] | bed rail holder
|  |  | UNIV PATIENT RM |  |  | PAVILION CORE TEAM_NRS |  |  | PAV | 12-47 | LEVEL 12 | 12-515 |  |  | 3 | 3C | PT PHONE | WIRED SPARE |  |  | SPARE |  |  | CAPSULE P-P |  |  |  | IDF 12-334C |  | 25921 | 7342325921 |  | PT PHONE | PAV-12-515--3 | PAV-INTERNAL CALLER | 10-Ann_Arbor-Local-CSS |  | PT PHONE | Patient Phone Device Pool |  |  | No | [5 empty] | bed rail holder
|  |  | NURSES STATION |  |  | NURSES STATION |  |  | PAV |  | LEVEL 12 | 12-516 |  |  | 1 | 3 | PHONE/WORKSTATION | PRINTER |  |  | LABEL PRINTER | [6 empty] | IDF 12-334C |  | 50913 | 7346150913 |  | 8811 | PAV-12-516--1 | PAV-RN STA 12-516 | 40-Ann_Arbor-Continental_US-CSS | [5 empty] | No
|  |  | NURSES STATION |  |  | NURSES STATION |  |  | PAV |  | LEVEL 12 | 12-516 |  |  | 6 | 3 | PHONE/WORKSTATION | WIRED SPARE |  |  | SPARE | [6 empty] | IDF 12-334C |  | 50924 | 7346150924 |  | 8811 | PAV-12-516--6 | PAV-RN STA 12-516 | 40-Ann_Arbor-Continental_US-CSS | [5 empty] | No
|  |  | NURSES STATION |  |  | NURSES STATION |  |  | PAV |  | LEVEL 12 | 12-516 |  |  | 2 | 3 | LABEL PRINTER | ANLG-RED PHONE |  |  | SPARE | [6 empty] | IDF 12-334C |  | RED PHONE |  |  | RED PHONE | PAV-12-516--2 | PAV-12-516--2 RED PHONE |  | RED PHONE | [11 empty] | RED PHONE
|  |  | UNIV PATIENT RM ADA |  |  | PAVILION CORE TEAM_NRS |  |  | PAV | 12-48 | LEVEL 12 | 12-517 |  |  | 3 | 3C | PT PHONE | WIRED SPARE |  |  | SPARE |  |  | CAPSULE P-P |  |  |  | IDF 12-334C |  | 25926 | 7342325926 |  | PT PHONE | PAV-12-517--3 | PAV-INTERNAL CALLER | 10-Ann_Arbor-Local-CSS |  | PT PHONE | Patient Phone Device Pool |  |  | No | [5 empty] | bed rail holder
|  |  | CORRIDOR |  |  | HOUSE PHONE |  |  | PAV |  | LEVEL 1 | 1-530Z |  |  | 1 | W | PHONE | [10 empty] | IDF 1-005 |  | 50926 | 7346150926 |  | 6901W | PAV-1-530Z--1 | PAV-CORR 1-530Z | 00-Ann_Arbor-Internal-CSS | [5 empty] | No
| 1 | 2025-04-07 | MAIN ELECTRICAL ROOM |  |  | FACILITIES_ELEC _MAIN |  |  | PAV |  | LEVEL 2 | 2-002E |  |  | 3 | W | PHONE | [10 empty] | IDF 2M-009C |  | 50948 | 7346150948 |  | 6901W | PAV-2-002E--3 | PAV-MAIN ELEC RM 2002E | 00-Ann_Arbor-Internal-CSS | [5 empty] | No
| 1 | 2025-04-07 | EMERGENCY ELECTRICAL ROOM |  |  | FACILITIES_EMG_ELEC_RM |  |  | PAV |  | LEVEL 2 | 2-008 |  |  | 5 | W | PHONE | [10 empty] | IDF 2M-009C |  | 51296 | 7346151296 |  | 6901W | PAV-2-008--5 | PAV-EMER ELEC RM 2-008 | 00-Ann_Arbor-Internal-CSS | [5 empty] | No
| 1 | 2025-04-07 | PARALLELING GEAR ROOM |  |  | ELEC ROOM |  |  | PAV |  | LEVEL 2 | 2-010E |  |  | 2 | W | PHONE | [10 empty] | IDF 2M-009C |  | 51785 | 7346151785 |  | 6901W | PAV-2-010E--2 | PAV-PARALLEL GEAR RM 2-101E | 00-Ann_Arbor-Internal-CSS | [5 empty] | No
| 1 | 2025-04-07 | CORRIDOR |  |  | HOUSE PHONE |  |  | PAV |  | LEVEL 2 | 2-010Z |  |  | 1 | W | PHONE | [10 empty] | IDF 2M-009C |  | 51802 | 7346151802 |  | 6901W | PAV-2-010Z--1 | PAV-CORR 2-010Z | 00-Ann_Arbor-Internal-CSS | [5 empty] | No
| 1 | 2025-04-07 | CHILLER |  |  | FACILITIES_MECH_CHILLER |  |  | PAV |  | LEVEL 2 | 2-011 |  |  | 1 | W | PHONE | [10 empty] | IDF 2M-009C |  | 51816 | 7346151816 |  | 6901W | PAV-2-011--1 | PAV-CHILLER 2-011 | 00-Ann_Arbor-Internal-CSS | [5 empty] | No
| 1 | 2025-04-07 | CHILLER |  |  | JACK ISSUES |  |  | PAV |  | LEVEL 2 | 2-011 |  |  | 12 | 2 | PHONE | WIRED SPARE | [9 empty] | IDF 2M-009C |  | JACK ISSUES PER CDD |  |  |  | PAV-2-011--12 | [14 empty] | NO JACK FOR LOC 12 AND NO JACK FOR LOC 6
| 1 | 2025-04-07 | GENERATOR ROOM |  |  | FACILITIES_ELEC_GEN RM |  |  | PAV |  | LEVEL 2 | 2-319M |  |  | 1 | W | PHONE | [10 empty] | IDF 2M-009C |  | 51819 | 7346151819 |  | 6901W | PAV-2-319M--1 | PAV-GENERATOR RM 2-319M | 00-Ann_Arbor-Internal-CSS | [5 empty] | No
| DEC AFF |  | ENTRY |  |  | PATHOLOGY-DEC SVC |  |  | PAV |  | LEVEL 2A | 2A-001 |  |  | 1 | 3 | PRINTER | FAX |  |  | SPARE | [6 empty] | IDF 2A-503C |  | 51824 | 7346151824 |  | ANLG-FAX | PAV-2A-001--1 | PAV-FAX DEC SVCS | 40-Ann_Arbor-Continental_US-CSS | [5 empty] | No |  |  |  |  | ANLG-FAX |  | Xerox needs to be on a stand
| DEC AFF |  | ENTRY |  |  | PATHOLOGY-DEC SVC |  |  | PAV |  | LEVEL 2A | 2A-001 | 2A-001-05 | R2-C-25 | 3 | 3 | PHONE/WORKSTATION | WIRED SPARE |  | R2-C-26 | SPARE | R2-C-27 | [5 empty] | IDF 2A-503C |  | 51831 | 7346151831 | 7864A0779B59 | 8811 | PAV-2A-001-2A-001-05-3 | PAV-PATH DEC SVC 2A-001 | 40-Ann_Arbor-Continental_US-CSS | [5 empty] | No
| DEC AFF |  | ENTRY |  |  | PATHOLOGY-DEC SVC |  |  | PAV |  | LEVEL 2A | 2A-001 | 2A-001-07 | R2-C-28 | 4 | 3 | PHONE/WORKSTATION | WIRED SPARE |  | R2-C-29 | SPARE | R2-C-30 | [5 empty] | IDF 2A-503C |  | 51838 | 7346151838 | 788517C68AE3 | 8811 | PAV-2A-001-2A-001-07-4 | PAV-PATH DEC SVC 2A-001 | 40-Ann_Arbor-Continental_US-CSS | [5 empty] | No
| DEC AFF |  | VIEWING ROOM |  |  | PATHOLOGY-DEC SVCS |  |  | PAV |  | LEVEL 2A | 2A-001B | 2A-001B-01 |  | 1 | W | PHONE | [10 empty] | IDF 2A-503C |  | 51840 | 7346151840 | 20DBEAF6E224 | 6901 | PAV-2A-001B-2A-001B-01-1 | PAV-VIEW RM 2A-001B | 40-Ann_Arbor-Continental_US-CSS | [5 empty] | No
| DEC AFF |  | VIEWING ROOM |  |  | PATHOLOGY-DEC SVCS |  |  | PAV |  | LEVEL 2A | 2A-001F | 2A-001F-01 |  | 1 | W | PHONE | [10 empty] | IDF 2A-503C |  | 51841 | 7346151841 | 788517062D55 | 6901 | PAV-2A-001F-2A-001F-01-1 | PAV-VIEW RM 2A-001F | 40-Ann_Arbor-Continental_US-CSS | [5 empty] | No
| DEC AFF |  | HOLDING COOLER |  |  | PATHOLOGY-DEC SVCS |  |  | PAV |  | LEVEL 2A | 2A-001G | 2A-001G-01 | R2-C-13 | 1 | 3 | PHONE/WORKSTATION | WIRED SPARE |  | R2-C-14 | SPARE | R2-C-15 | [5 empty] | IDF 2A-503C |  | 51845 | 7346151845 | 74E2E74B1310 | 8811 | PAV-2A-001G-2A-001G-01-1 | PAV-PATH HOLDING 2A-001G | 40-Ann_Arbor-Continental_US-CSS | [5 empty] | No
| 1 | 2025-04-07 | CORRIDOR |  |  | HOUSE PHONE |  |  | PAV |  | LEVEL 2A | 2A-010Z | 2A-010Z-01 | R2-C-18 | 1 | W | PHONE |  |  | R1-E-42 | [7 empty] | IDF 2A-503C |  | 51856 | 7346151856 | 20DBEAF6C74C | 6901W | PAV-2A-010Z-2A-010Z-01-1 | PAV-CORR 2A-010Z | 00-Ann_Arbor-Internal-CSS | [5 empty] | No
|  |  | ORAL SUPPLEMENTS/ TUBE FEEDING |  |  | PFANS |  |  | PAV |  | LEVEL 2A | 2A-101B | 2A-101B-01 | R2-C-44 | 1 | 3 | PHONE/WORKSTATION | LABEL PRINTER |  | R2-C-45 | SPARE | R2-C-46 | [5 empty] | MDF 2A-338C |  | 51859 | 7346151859 | 7864A04FBDFA | 8811 | PAV-2A-101B-2A-101B-01-1 | PAV-PFANS ORAL SUP 2A-101B | 40-Ann_Arbor-Continental_US-CSS | [5 empty] | No
|  |  | CALL CENTER |  |  | PFANS |  |  | PAV |  | LEVEL 2A | 2A-101D | 2A-101D-01 | R2-C-47 | 1 | 3 | PHONE/WORKSTATION | WIRED SPARE |  | R2-C-48 | SPARE | R2-C-49 | [5 empty] | MDF 2A-338C |  | 51876 | 7346151876 | C882344485B3 | 8811 | PAV-2A-101D-2A-101D-01-1 | PAV-PFANS CALL CTR 2A-101D | 40-Ann_Arbor-Continental_US-CSS | [5 empty] | No
|  |  | CALL CENTER |  |  | PFANS |  |  | PAV |  | LEVEL 2A | 2A-101D |  |  | 6 | 3 | WORKSTATION | ANLG-RED PHONE |  |  | SPARE | [6 empty] | MDF 2A-338C |  | RED PHONE |  |  | RED PHONE | PAV-2A-101D--6 | PAV-2A-101D--6 RED PHONE |  | RED PHONE | [11 empty] | RED PHONE
|  |  | OFFICE, MANAGER |  |  | PFANS |  |  | PAV |  | LEVEL 2A | 2A-101F |  |  | 4 | 3 |  | FAX | [9 empty] | MDF 2A-338C |  | 51878 | 7346151878 |  | ANLG-FAX | PAV-2A-101F--4 | PAV-FAX PFANS MGR 2A-101F | 40-Ann_Arbor-Continental_US-CSS | [5 empty] | No |  |  |  |  | ANLG-FAX
|  |  | OFFICE, MANAGER |  |  | PFANS |  |  | PAV |  | LEVEL 2A | 2A-101F | 2A-101F-01 | R2-D-18 | 1 | 3 | PHONE/WORKSTATION | WIRED SPARE |  | R2-D-19 | SPARE | R2-D-20 | [5 empty] | MDF 2A-338C |  | 51890 | 7346151890 | 7864A04FBDF7 | 8811 | PAV-2A-101F-2A-101F-01-1 | PAV-PFANS MGR 2A-101F | 40-Ann_Arbor-Continental_US-CSS | [5 empty] | No |  |  |  | Line 2 51899 |  |  | New DID,+ shared MGR DID. Load Jabber on all PCs for listen to recordings
|  |  | OFFICE, MANAGER |  |  | PFANS |  |  | PAV |  | LEVEL 2A | 2A-101F | 2A-101F-03 | R2-D-21 | 2 | 3 | PHONE/WORKSTATION | WIRED SPARE |  | R2-D-22 | SPARE | R2-D-23 | [5 empty] | MDF 2A-338C |  | 51893 | 7346151893 | 74E2E74BE394 | 8811 | PAV-2A-101F-2A-101F-03-2 | PAV-PFANS MGR 2A-101F | 40-Ann_Arbor-Continental_US-CSS | [5 empty] | No |  |  |  | Line 2 51899 |  |  | New DID,+ shared MGR DID. Load Jabber on all PCs for listen to recordings
|  |  | OFFICE, MANAGER |  |  | PFANS |  |  | PAV |  | LEVEL 2A | 2A-101F | 2A-101F-05 | R2-D-24 | 3 | 3 | PHONE/WORKSTATION | WIRED SPARE |  | R2-D-25 | SPARE | R2-D-26 | [5 empty] | MDF 2A-338C |  | 51895 | 7346151895 | 74E2E74C2CF2 | 8811 | PAV-2A-101F-2A-101F-05-3 | PAV-PFANS MGR 2A-101F | 40-Ann_Arbor-Continental_US-CSS | [5 empty] | No |  |  |  | Line 2 51899 |  |  | New DID,+ shared MGR DID. Load Jabber on all PCs for listen to recordings
|  |  | OFFICE, MANAGER |  |  | PFANS |  |  | PAV |  | LEVEL 2A | 2A-101F | 2A-101F-07 | R2-D-27 | 4 | 3 | PHONE/WORKSTATION |  |  | R2-D-28 | PRINTER | R2-D-29 | [5 empty] | MDF 2A-338C |  | 51896 | 7346151896 | 74E2E7F15F16 | 8811 | PAV-2A-101F-2A-101F-07-4 | PAV-PFANS MGR 2A-101F | 40-Ann_Arbor-Continental_US-CSS | [5 empty] | Yes |  |  |  | Line 2 51899 |  |  | New DID,+ shared MGR DID. Load Jabber on all PCs for listen to recordings
| 2 | 2025-05-19 | RECEIVING DOCK |  |  | SUPPLY CHAIN - EVS |  |  | PAV |  | LEVEL 2A | 2A-113 | 2A-113-05 | R2-E-09 | 3 | 3 | PHONE/WORKSTATION | PRINTER |  | R2-E-10 | SPARE | [6 empty] | MDF 2A-338C |  | 51881 | 7346151881 | 74E2E751EE7C | 8811 | PAV-2A-113-2A-113-05-3 | PAV-REC DOCK 2A-113 | 40-Ann_Arbor-Continental_US-CSS | [5 empty] | Yes
|  |  | PATIENT EQUIPMENT STORAGE |  |  | Patient Equipment |  |  | PAV |  | LEVEL 2A | 2A-214 | 2A-214-09 | R2-E-44 | 5 | 3 | PHONE/WORKSTATION | WIRED SPARE |  | R2-E-45 | SPARE | R2-E-46 | [5 empty] | MDF 2A-338C |  | 51888 | 7346151888 | 7864A0216EFE | 8811 | PAV-2A-214-2A-214-09-5 | PAV- PAT EQP STOR 2A-214 | 40-Ann_Arbor-Continental_US-CSS | [5 empty] | ? | [6 empty] | 2 chairs share phone and DID for 3 shifts
|  |  | PATIENT EQUIPMENT STORAGE |  |  | Patient Equipment |  |  | PAV |  | LEVEL 2A | 2A-214 | 2A-214-11 | R2-E-47 | 6 | 3 | PHONE | WIRED SPARE |  | R2-E-48 | SPARE | R2-E-49 | [5 empty] | MDF 2A-338C |  | 51888 | 7346151888 | C88234584EB2 | 8811 | PAV-2A-214-2A-214-11-6 | PAV- PAT EQP STOR 2A-214 | 40-Ann_Arbor-Continental_US-CSS | [5 empty] | ? | [6 empty] | or new L8 in red on prints? Same DID as 2A-216H
| 2 | 2025-05-19 | COMMUNAL TEAMING |  |  | SUPPLY CHAIN - EVS |  |  | PAV |  | LEVEL 2A | 2A-216 | 2A-216-05 | R2-A-28 | 3 | 3 | PHONE/WORKSTATION | WIRED SPARE |  | R2-A-29 | SPARE | R2-A-30 | [5 empty] | MDF 2A-338C |  | 51908 | 7346151908 | C88234584EB0 | 8811 | PAV-2A-216-2A-216-05-3 | PAV-TM RM EVS 2A-216 | 40-Ann_Arbor-Continental_US-CSS | [5 empty] | Yes | [6 empty] | FAX requested NEW JACK requested Rusty aware
| 2 | 2025-05-19 | COMMUNAL TEAMING |  |  | SUPPLY CHAIN - EVS |  |  | PAV |  | LEVEL 2A | 2A-216 | 2A-216-07 | R2-A-31 | 4 | 3 | PHONE/WORKSTATION | WIRED SPARE |  | R2-A-32 | SPARE | R2-A-33 | [5 empty] | MDF 2A-338C |  | 51912 | 7346151912 | 74E2E7D71CB6 | 8811 | PAV-2A-216-2A-216-07-4 | PAV-TM RM EVS 2A-216 | 40-Ann_Arbor-Continental_US-CSS | [5 empty] | Yes
| 2 | 2025-05-19 | COMMUNAL TEAMING |  |  | SUPPLY CHAIN - EVS |  |  | PAV |  | LEVEL 2A | 2A-216 | 2A-216-09 | R2-A-24 | 5 | 3 | PHONE/WORKSTATION | WIRED SPARE |  | R2-A-25 | SPARE | R2-A-26 | [5 empty] | MDF 2A-338C |  | 51918 | 7346151918 | 788517C5EBFD | 8811 | PAV-2A-216-2A-216-09-5 | PAV-TM RM EVS 2A-216 | 40-Ann_Arbor-Continental_US-CSS | [5 empty] | Yes
| 2 | 2025-05-19 | MEETING ROOM |  |  | SUPPLY CHAIN - EVS |  |  | PAV |  | LEVEL 2A | 2A-216A | 2A-216A-01 | R2-A-04 | 1 | 3 | PHONE/WORKSTATION | WIRED SPARE |  | R2-A-06 | SPARE | R2-A-07 | [5 empty] | MDF 2A-338C |  | 51919 | 7346151919 | 74E2E74C072E | 8811 | PAV-2A-216A-2A-216A-01-1 | PAV-MTG RM EVS 2A-216A | 40-Ann_Arbor-Continental_US-CSS | [5 empty] | Yes | [6 empty] | Becomes EVS Office - gave it std prog based on sta rev
| 2 | 2025-05-19 | OFFICE, MANAGER |  |  | SUPPLY CHAIN - EVS |  |  | PAV |  | LEVEL 2A | 2A-216B | 2A-216B-01 | R2-A-07 | 1 | 3 | PHONE/WORKSTATION | PRINTER |  | R2-A-08 | SPARE | R2-A-09 | [5 empty] | MDF 2A-338C |  | 51920 | 7346151920 | 788517C3F83B | 8811 | PAV-2A-216B-2A-216B-01-1 | PAV-EVS OFC MGR 2A-216B | 40-Ann_Arbor-Continental_US-CSS | [5 empty] | Yes
| 2 | 2025-05-19 | OFFICE, MANAGER - MSC |  |  | SUPPLY CHAIN - EVS |  |  | PAV |  | LEVEL 2A | 2A-216D |  |  | 1 | 3 |  |  |  |  | FAX | [6 empty] | MDF 2A-338C |  | 51899 | 7346151899 |  | ANLG-FAX | PAV-2A-216D--1 | PAV-FAX EVS MGR 2A-216D | 40-Ann_Arbor-Continental_US-CSS | [5 empty] | No |  |  |  |  | ANLG-FAX |  | ANLG FAX will run on cable under falk wall worse case.
| 2 | 2025-05-19 | OFFICE, MANAGER - MSC |  |  | SUPPLY CHAIN - EVS |  |  | PAV |  | LEVEL 2A | 2A-216D | 2A-216D-01 | R2-A-10 | 1 | 3 | PHONE/WORKSTATION | PRINTER |  | R2-A-11 |  | R2-A-12 | [5 empty] | MDF 2A-338C |  | 51921 | 7346151921 | 74E2E753CFB8 | 8811 | PAV-2A-216D-2A-216D-01-1 | PAV-EVS OFC MGR 2A-216D | 40-Ann_Arbor-Continental_US-CSS | [5 empty] | Yes
| 2 | 2025-05-19 | OFFICE, MANAGER |  |  | SUPPLY CHAIN - EVS |  |  | PAV |  | LEVEL 2A | 2A-216F | 2A-216F-01 | R2-A-13 | 1 | 3 | PHONE/WORKSTATION | WIRED SPARE |  | R2-A-14 | SPARE | R2-A-15 | [5 empty] | MDF 2A-338C |  | 51923 | 7346151923 | 788517C3CD74 | 8811 | PAV-2A-216F-2A-216F-01-1 | PAV-EVS OFC MGR 2A-216F | 40-Ann_Arbor-Continental_US-CSS | [5 empty] | Yes
| 2 | 2025-05-19 | OFFICE, MANAGER |  |  | SUPPLY CHAIN - EVS |  |  | PAV |  | LEVEL 2A | 2A-216G | 2A-216G-01 | R2-A-16 | 1 | 3 | PHONE/WORKSTATION | WIRED SPARE |  | R2-A-17 | SPARE | R2-A-18 | [5 empty] | MDF 2A-338C |  | 51925 | 7346151925 | 7864A07766F8 | 8811 | PAV-2A-216G-2A-216G-01-1 | PAV-EVS OFC MGR 2A-216G | 40-Ann_Arbor-Continental_US-CSS | [5 empty] | Yes
| 2 | 2025-05-19 | PT EQUIP SUPERVISOR |  |  | Patient Equipment |  |  | PAV |  | LEVEL 2A | 2A-216H | 2A-216H-01 | R2-A-19 | 1 | 3 | PHONE/WORKSTATION | WIRED SPARE |  | R2-A-20 | SPARE | R2-A-21 | [5 empty] | MDF 2A-338C |  | 51888 | 7346151888 | 788517C8D4BC | 8811 | PAV-2A-216H-2A-216H-01-1 | PAV-PT EQUIP MGR 2A-216H | 40-Ann_Arbor-Continental_US-CSS | [5 empty] | Yes | [6 empty] | long cord?/shared DID for 3 shifts
| 2 | 2025-05-19 | VOICE CONTRACTOR WORKROOM |  |  | HITS- VOICE COMM |  |  | PAV |  | LEVEL 2A | 2A-303 | 2A-303-05 | R2-A-05 | 3 | 2 | PHONE/DOCKING STATION | WIRED SPARE |  | R2-A-06 | [7 empty] | IDF 2A-503C |  | 51927 | 7346151927 | 74E2E749B821 | 8811 | PAV-2A-303-2A-303-05-3 | PAV-HITS VOICE COMM 2A-303 | 40-Ann_Arbor-Continental_US-CSS | [5 empty] | No
|  |  | PTUBE |  |  | P-TUBE |  |  | PAV |  | LEVEL 2A | 2A-313 | 2A-313-01 |  | 1 | W | PHONE | [10 empty] | IDF 2A-503C |  | 51931 | 7346151931 | 788517070361 | 6901W | PAV-2A-313-2A-313-01-1 | PAV-PTUBE 2A-313 | 00-Ann_Arbor-Internal-CSS | [5 empty] | No
|  |  | STORAGE/STAGING |  |  | Facilities Maintenance |  |  | PAV |  | LEVEL 2A | 2A-328 | 2A-328-05 | R2-B-09 | 3 | 3 | PHONE | WIRED SPARE |  | R2-B-10 | SPARE | R2-B-11 | [5 empty] | IDF 2A-503C |  | 51933 | 7346151933 | 74E2E74B27EA | 8811W | PAV-2A-328-2A-328-05-3 | PAV-FAC MTC 2A328 | 40-Ann_Arbor-Continental_US-CSS | [5 empty] | No | [6 empty] | Need WMK NO VM RUN PANDUIT AND MOUNT ON WALL
| 2 | 2025-05-19 | WORKBENCHES |  |  | Facilities Maintenance |  |  | PAV |  | LEVEL 2A | 2A-334 |  |  | 6 | 3 | PRINTER | FAX |  |  | SPARE | [6 empty] | IDF 2A-503C |  | 51939 | 7346151939 | 48A1707C7818 | ANLG-FAX | PAV-2A-334--6 | PAV-FAX FAC MTC 2A-334 | 40-Ann_Arbor-Continental_US-CSS | [5 empty] | No |  |  |  |  | ANLG-FAX
| 2 | 2025-05-19 | WORKBENCHES |  |  | Facilities Maintenance |  |  | PAV |  | LEVEL 2A | 2A-334 | 2A-334-03 | R2-A-15 | 2 | 3 | PHONE/WORKSTATION | WIRED SPARE |  | R2-A-16 | SPARE | R2-A-17 | R2-A-18 | R2-A-19 | R2-A-20 |  |  | IDF 2A-503C |  | 51940 | 7346151940 | 74E2E7B77338 | 8811 | PAV-2A-334-2A-334-03-2 | PAV-FAC MTC 2A334 | 40-Ann_Arbor-Continental_US-CSS | [5 empty] | No | [6 empty] | ONE SHOP NEW DID - 2/24/24 Rev. Yes all phones share one DID
| 2 | 2025-05-19 | WORKBENCHES |  |  | Facilities Maintenance |  |  | PAV |  | LEVEL 2A | 2A-334 | 2A-334-05 | R2-A-21 | 3 | 3 | PHONE/WORKSTATION | WIRED SPARE |  | R2-A-22 | SPARE | R2-A-23 | [5 empty] | IDF 2A-503C |  | 51940 | 7346151940 | 788517C37D24 | 8811 | PAV-2A-334-2A-334-05-3 | PAV-FAC MTC 2A334 | 40-Ann_Arbor-Continental_US-CSS | [5 empty] | No | [6 empty] | ONE SHOP NEW DID - 2/24/24 Rev. Yes all phones share one DID
| 2 | 2025-05-19 | WORKBENCHES |  |  | Facilities Maintenance |  |  | PAV |  | LEVEL 2A | 2A-334 | 2A-334-07 | R2-A-24 | 4 | 3 | PHONE/WORKSTATION | WIRED SPARE |  | R2-A-25 | SPARE | R2-A-26 | [5 empty] | IDF 2A-503C |  | 51940 | 7346151940 | 788517C37D28 | 8811 | PAV-2A-334-2A-334-07-4 | PAV-FAC MTC 2A334 | 40-Ann_Arbor-Continental_US-CSS | [5 empty] | No | [6 empty] | ONE SHOP NEW DID - 2/24/24 Rev. Yes all phones share one DID
| 2 | 2025-05-19 | WORKBENCHES |  |  | Facilities Maintenance |  |  | PAV |  | LEVEL 2A | 2A-334 | 2A-334-09 | R2-A-27 | 5 | 3 | PHONE/WORKSTATION | WIRED SPARE |  | R2-A-28 | SPARE | R2-A-29 | [5 empty] | IDF 2A-503C |  | 51940 | 7346151940 | 7864A0395E6A | 8811 | PAV-2A-334-2A-334-09-5 | PAV-FAC MTC 2A334 | 40-Ann_Arbor-Continental_US-CSS | [5 empty] | No | [6 empty] | ONE SHOP NEW DID - 2/24/24 Rev. Yes all phones share one DID
| 2 | 2025-05-19 | WORKBENCHES |  |  | Facilities Maintenance |  |  | PAV |  | LEVEL 2A | 2A-334 | 2A-334-15 | R2-A-36 | 8 | 3 | PHONE/WORKSTATION | WIRED SPARE |  | R2-A-37 | SPARE | R2-A-38 | [5 empty] | IDF 2A-503C |  | 51940 | 7346151940 | 788517C37D32 | 8811 | PAV-2A-334-2A-334-15-8 | PAV-FAC MTC 2A334 | 40-Ann_Arbor-Continental_US-CSS | [5 empty] | No | [6 empty] | ONE SHOP NEW DID - 2/24/24 Rev. Yes all phones share one DID
| 2 | 2025-05-19 | WORKBENCHES |  |  | Facilities Maintenance |  |  | PAV |  | LEVEL 2A | 2A-334 | 2A-334-01 |  | NEED NEW | 3 | PHONE/WORKSTATION | WIRED SPARE |  |  | SPARE | [6 empty] | IDF 2A-503C |  | 51940 | 7346151940 | 788517C37D2E | 8811 | PAV-2A-334-2A-334-01-NEED NEW | PAV-FAC MTC 2A334 | 40-Ann_Arbor-Continental_US-CSS | [5 empty] | No | [6 empty] | ONE SHOP NEW DID - 2/24/24 Rev. Yes all phones share one DID
| 2 | 2025-05-19 | OFFICE, MANAGER |  |  | Facilities Maintenance |  |  | PAV |  | LEVEL 2A | 2A-334A | 2A-334A-01 | R2-A-39 | 1 | 3 | PHONE/WORKSTATION | WIRED SPARE |  | R2-A-40 | SPARE | R2-A-41 | [5 empty] | IDF 2A-503C |  | 51937 | 7346151937 | 74E2E7F367A2 | 8811 | PAV-2A-334A-2A-334A-01-1 | PAV-FAC MTC 2A334A | 40-Ann_Arbor-Continental_US-CSS | [5 empty] | No
| 2 | 2025-05-19 | HITS WORKROOM |  |  | HITS - EI |  |  | PAV |  | LEVEL 2A | 2A-336 |  |  | 9 | 3 | FAX | PRINTER |  |  | ACTIVATE | [6 empty] | MDF 2A-338C |  | 51936 | 7346151936 |  | ANLG-FAX | PAV-2A-336--9 | PAV-FAX HITS EI WKRM 2A-336 | 40-Ann_Arbor-Continental_US-CSS | [5 empty] | No |  |  |  |  | ANLG-FAX
| 2 | 2025-05-19 | HITS WORKROOM |  |  | HITS |  |  | PAV |  | LEVEL 2A | 2A-336 | 2A-336-05 | R2-H-19 | 3 | AV6 | WIRED SPARE | WIRED SPARE |  |  | WIRED SPARE |  | WIRED SPARE | PHONE | WIRED SPARE |  |  | MDF 2A-338C |  | 51939 | 734-615-1939 | C88234504F31 | 8811 | PAV-2A-336-2A-336-05-3 | PAV-HITS EI WKRM 2A-336 | 40-Ann_Arbor-Continental_US-CSS | [5 empty] | ?
| 2 | 2025-05-19 | OFFICE, MANAGER |  |  | HITS - EI (AV MGR) |  |  | PAV |  | LEVEL 2A | 2A-336-1 | 2A-336-1-01 | R2-C-17 | 1 | 3 | PHONE/WORKSTATION | WIRED SPARE |  | R2-C-18 | SPARE | R2-C-19 | [5 empty] | MDF 2A-338C |  | 51943 | 7346151943 | 7864A031F7FE | 8811 | PAV-2A-336-1-2A-336-1-01-1 | PAV-HITS AV MGR 2A-336 | 40-Ann_Arbor-Continental_US-CSS | [5 empty] | ?
| 2 | 2025-05-19 | IT RECEIVING/ STAGING AREA I |  |  | HITS - EI |  |  | PAV |  | LEVEL 2A | 2A-338 | 2A-338-05 | R2-F-23 | 3 | 3 | PHONE | WIRED SPARE |  |  | SPARE | [6 empty] | MDF 2A-338C |  | 51944 | 7346151944 | 48A1707C7818 | 6901 | PAV-2A-338-2A-338-05-3 | PAV-HITS EI | 40-Ann_Arbor-Continental_US-CSS | [5 empty] | No
| 2 | 2025-05-19 | INCOMING ELECTRICAL ROOM |  |  | FACILITIES_ELEC_MAIN |  |  | PAV |  | LEVEL 2A | 2A-507 | 2A-507-01 | R1-C-09 | 1 | W | PHONE |  |  | R1-C-10 | [7 empty] | IDF 2A-503C |  | 51945 | 7346151945 | 788517070370 | 6901W | PAV-2A-507-2A-507-01-1 | PAV-INC ELEC RM 2A-507 | 00-Ann_Arbor-Internal-CSS | [5 empty] | No
| 5 | 2025-08-11 | RECEPTION |  |  | Entrance Services |  |  | PAV |  | LEVEL 3 | 3-001A |  |  | 1 | 3 | PHONE/WORKSTATION | WORKSTATION |  |  | SPARE | [6 empty] | IDF 3-304C |  | 51999 | 7346151999 | 788517062D55 | 8811 | PAV-3-001A--1 | PAV-RECEPTION 3-001A | 40-Ann_Arbor-Continental_US-CSS | [5 empty] | No | [6 empty] | same DID on all phones,
| 5 | 2025-08-11 | RECEPTION |  |  | Entrance Services |  |  | PAV |  | LEVEL 3 | 3-001A |  |  | 2 | 3 | PHONE/WORKSTATION | WIRED SPARE |  |  | SPARE | [6 empty] | IDF 3-304C |  | 51999 | 7346151999 | 48A1707C7818 | 8811 | PAV-3-001A--2 | PAV-RECEPTION 3-001A | 40-Ann_Arbor-Continental_US-CSS | [5 empty] | No | [6 empty] | same DID on all phones,
| 5 | 2025-08-11 | RECEPTION |  |  | Entrance Services |  |  | PAV |  | LEVEL 3 | 3-001A |  |  | 5 | 3 | PHONE/WORKSTATION | PRINTER |  |  | SPARE | [6 empty] | IDF 3-304C |  | 51999 | 7346151999 |  | 8811 | PAV-3-001A--5 | PAV-RECEPTION 3-001A | 40-Ann_Arbor-Continental_US-CSS | [5 empty] | No | [6 empty] | same DID on all phones,
|  |  | GIFT SHOP |  |  | GIFT SHOP - AMANDA BELIVEAU |  |  | PAV |  | LEVEL 3 | 3-002 |  |  | 1 | 3 | PHONE | POINT OF SALE |  |  | SPARE | [6 empty] | IDF 3-304C |  | 51955 | 7346151955 |  | 8811 | PAV-3-002--1 | PAV-GIFT SHOP 3-002 | 40-Ann_Arbor-Continental_US-CSS | [5 empty] | No | [6 empty] | cannot find reveiw added 9/26/24
|  |  | PATIENT AND FAMILY LIBRARY |  |  | PATIENT/FAMILY |  |  | PAV |  | LEVEL 3 | 3-003 |  |  | 4 | 3 | WORKSTATION | PRINTER |  |  | FAX | [6 empty] | IDF 3-304C |  | 51960 | 7346151960 |  | ANLG-FAX | PAV-3-003--4 | PAV-FAX PT FAM LIBRARY 3-003 | 50-Ann_Arbor-North_America-CSS | [5 empty] | No |  |  |  |  | ANLG-FAX
|  |  | PATIENT AND FAMILY LIBRARY |  |  | PATIENT/FAMILY |  |  | PAV |  | LEVEL 3 | 3-003 |  |  | 6 | 3 | PHONE/WORKSTATION | WIRED SPARE |  |  | SPARE | [6 empty] | IDF 3-304C |  | 51961 | 7346151961 |  | 8811 | PAV-3-003--6 | PAV-PAT FAM LIBRARY 3-003 | 50-Ann_Arbor-North_America-CSS | [5 empty] | Yes
|  |  | CAFE |  |  | FACILITY |  |  | PAV |  | LEVEL 3 | 3-005 |  |  | 1 | W | PHONE | [10 empty] | IDF 3-304C |  | 51956 | 7346151956 |  | 6901W | PAV-3-005--1 | PAV-CAFÉ | 00-Ann_Arbor-Internal-CSS | [5 empty] | No
| 3 | 2025-06-16 | SECURITY/ LOST AND FOUND |  |  | SECURITY |  |  | PAV |  | LEVEL 3 | 3-013 |  |  | 2 | 3 | PHONE/WORKSTATION | WIRED SPARE |  |  | SPARE | [6 empty] | IDF 3-304C |  | 51969 | 7346151969 |  | 8811 | PAV-3-013--2 | PAV-SECURITY | 40-Ann_Arbor-Continental_US-CSS | [5 empty] | No
| 5 | 2025-08-11 | VESTIBULE-2 VALET OFFICE |  |  | Entrance Services |  |  | PAV |  | LEVEL 3 | 3-020A |  |  | 1 | 3 | PHONE/WORKSTATION | WIRED SPARE |  |  | SPARE | [6 empty] | IDF 3-304C |  | 51974 | 7346151974 |  | 8811 | PAV-3-020A--1 | PAV-VALET ENT SVCS 3020A | 40-Ann_Arbor-Continental_US-CSS | [5 empty] | No
|  |  | FIRE COMMAND CENTER |  |  | EMAIL Rusty |  |  | PAV |  | LEVEL 3 | 3-021 |  |  | 1 | 3 | PHONE |  |  |  | SPARE | [6 empty] | IDF 3-304C |  | 51983 | 7346151983 |  | 8811 | PAV-3-021--1 | PAV-FIRE COMM CTR 3021 | 40-Ann_Arbor-Continental_US-CSS | [5 empty] | No
|  |  | FIRE COMMAND CENTER |  |  | EMAIL Rusty |  |  | PAV |  | LEVEL 3 | 3-021 |  |  | 1 | 3 |  | ANLG-RED PHONE | [9 empty] | IDF 3-304C |  | RED PHONE |  |  | RED PHONE | PAV-3-021--1 | PAV-3-021--1 RED PHONE |  | RED PHONE | [11 empty] | RED PHONE
| 3 or last? |  | CONFERENCE ROOM |  |  | PAVILION CORE TEAM |  |  | PAV |  | LEVEL 3 | 3-023A |  |  | 9 | W | PHONE | [10 empty] | IDF 3-122C |  | 51993 | 7346151993 |  | 6901W | PAV-3-023A--9 | PAV-CONF RM 3-023A | 30-Ann_Arbor-Michigan-Area-Codes-CSS | [5 empty] | No
| 3 or last? |  | CONFERENCE ROOM |  |  | PAVILION CORE TEAM |  |  | PAV |  | LEVEL 3 | 3-023B |  |  | 1 | W | PHONE | [5 empty] | WIRED SPARE | WIRED SPARE | WIRED SPARE |  |  | IDF 3-122C |  | 51994 | 7346151994 |  | 6901W | PAV-3-023B--1 | PAV-CONF RM 3-023B | 30-Ann_Arbor-Michigan-Area-Codes-CSS | [5 empty] | No
|  |  | HELP ME NOW |  |  | HITS-HELP ME NOW |  |  | PAV |  | LEVEL 3 | 3-025 |  |  | 2 | 3 | PHONE/WORKSTATION | PRINTER | [9 empty] | IDF 3-122C |  | 52751 | 7346152751 |  | 8811 | PAV-3-025--2 | PAV-HELP ME NOW 3025 | 40-Ann_Arbor-Continental_US-CSS | [5 empty] | No
|  |  | HELP ME NOW |  |  | HITS-HELP ME NOW |  |  | PAV |  | LEVEL 3 | 3-025 |  |  | 2 | 3 |  |  |  |  | FAX | [6 empty] | IDF 3-122C |  | 52753 | 7346152753 |  | ANLG-FAX | PAV-3-025--2 | PAV-FAX HELP ME NOW 3025 | 40-Ann_Arbor-Continental_US-CSS | [5 empty] | No |  |  |  |  | ANLG-FAX
|  |  | OFFICE |  |  | CAFE' OFFICE |  |  | PAV |  | LEVEL 3 | 3-026H |  |  | 1 | 2 | PHONE | WIRED SPARE | [9 empty] | IDF 3-304C |  | 51986 | 7346151986 |  | 8811 | PAV-3-026H--1 | PAV-CAFÉ OFC 3026H | 40-Ann_Arbor-Continental_US-CSS | [5 empty] | Yes
|  |  | ADMIN OFFICE |  |  | PAVILION CORE TEAM |  |  | PAV |  | LEVEL 3 | 3-029 |  |  | 6 | 3 | PHONE/WORKSTATION | WIRED SPARE |  |  | SPARE | [6 empty] | IDF 3-122C |  | 53020 | 7346153020 |  | 8811 | PAV-3-029--6 | PAV-ADMIN OFC 3029 | 40-Ann_Arbor-Continental_US-CSS | [5 empty] | No
|  |  | RECEPTION |  |  | RADIOLOGY-NIR-MR-OR |  |  | PAV |  | LEVEL 3 | 3-101A |  |  | 1 | 3 | PHONE/WORKSTATION |  |  |  | SPARE | [6 empty] | IDF 3-122C |  | 53026 | 7346153026 |  | 8811 | PAV-3-101A--1 | RAV-RAD RECP 3101A | 40-Ann_Arbor-Continental_US-CSS | [5 empty] | No
|  |  | RECEPTION |  |  | RADIOLOGY-NIR-MR-OR |  |  | PAV |  | LEVEL 3 | 3-101A |  |  | 1 | 3 |  | PHONE | [9 empty] | IDF 3-122C |  | 53036 | 7346153036 |  | 6901 | PAV-3-101A--1 | RAV-RAD RECP 3101A | 40-Ann_Arbor-Continental_US-CSS | [5 empty] | No | [6 empty] | 6901 B Port - Ring Down TBD
|  |  | RECEPTION |  |  | RADIOLOGY-NIR-MR-OR |  |  | PAV |  | LEVEL 3 | 3-101A |  |  | 2 | 3 | PHONE/WORKSTATION | PRINTER |  |  | SPARE | [6 empty] | IDF 3-122C |  | 53055 | 7346153055 |  | 8811 | PAV-3-101A--2 | RAV-RAD RECP 3101A | 40-Ann_Arbor-Continental_US-CSS | [5 empty] | No
|  |  | RECEPTION |  |  | RADIOLOGY-NIR-MR-OR |  |  | PAV |  | LEVEL 3 | 3-101A |  |  | 4 | 3 | PHONE/WORKSTATION | PRINTER |  |  | SPARE | [6 empty] | IDF 3-122C |  | 53073 | 7346153073 |  | 8811 | PAV-3-101A--4 | RAV-RAD RECP 3101A | 40-Ann_Arbor-Continental_US-CSS | [5 empty] | No
|  |  | PHONE ROOM |  |  | RADIOLOGY-NIR-MR-OR |  |  | PAV |  | LEVEL 3 | 3-101B |  |  | 2 | 3 | PHONE | WIRED SPARE |  |  | SPARE | [6 empty] | IDF 3-122C |  | 53097 | 7346153097 |  | 6901 | PAV-3-101B--2 | PAV-RAD PHONE RM 3101B | 40-Ann_Arbor-Continental_US-CSS | [5 empty] | No | [6 empty] | HOT D to 59120 (Registration)
|  |  | CONSULT (Compass Station) |  |  | RADIOLOGY-NIR-MR-OR |  |  | PAV |  | LEVEL 3 | 3-103 |  |  | 1 | AV | PHONE/WORKSTATION | WIRED SPARE | [9 empty] | IDF 3-122C |  | 53110 | 7346153110 |  | 8811 | PAV-3-103--1 | PAV-CONSULT 3103 | 40-Ann_Arbor-Continental_US-CSS | [5 empty] | No
|  |  | WORKSTATION, HOTELING |  |  | RADIOLOGY-NIR-MR-OR |  |  | PAV |  | LEVEL 3 | 3-113 |  |  | 1 | 3 | PRINTER | FAX |  |  | SPARE | [6 empty] | IDF 3-122C |  | 53111 | 7346153111 |  | ANLG-FAX | PAV-3-113--1 | PAV-FAX RAD HOTEL 3113 | 40-Ann_Arbor-Continental_US-CSS | [5 empty] | No |  |  |  |  | ANLG-FAX
|  |  | WORK, SUPERVISOR |  |  | RADIOLOGY-NIR-MR-OR |  |  | PAV |  | LEVEL 3 | 3-113A |  |  | 1 | 3 | PHONE/WORKSTATION | WIRED SPARE |  |  | SPARE | [6 empty] | IDF 3-122C |  | 53112 | 7346153112 |  | 8811 | PAV-3-113A--1 | PAV-SPV OFC 3113A | 40-Ann_Arbor-Continental_US-CSS | [5 empty] | No
|  |  | WORK, SUPERVISOR |  |  | RADIOLOGY-NIR-MR-OR |  |  | PAV |  | LEVEL 3 | 3-113B |  |  | 1 | 3 | PHONE/WORKSTATION | WIRED SPARE |  |  | SPARE | [6 empty] | IDF 3-122C |  | 53113 | 7346153113 |  | 8811 | PAV-3-113B--1 | PAV-SPV OFC 3113B | 40-Ann_Arbor-Continental_US-CSS | [5 empty] | No
|  |  | SCHEDULING |  |  | RADIOLOGY-NIR-MR-OR |  |  | PAV |  | LEVEL 3 | 3-113D |  |  | 1 | 3 | PHONE/WORKSTATION |  |  |  | SPARE | [6 empty] | IDF 3-122C |  | 53140 | 7346153140 |  | 8811 | PAV-3-113D--1 | PAV-SCHEDULING OFC 3113D | 40-Ann_Arbor-Continental_US-CSS | [5 empty] | No
|  |  | SCHEDULING |  |  | RADIOLOGY-NIR-MR-OR |  |  | PAV |  | LEVEL 3 | 3-113D |  |  | 2 | 3 | PHONE/WORKSTATION | WIRED SPARE |  |  | SPARE | [6 empty] | IDF 3-122C |  | 53153 | 7346153153 |  | 8811 | PAV-3-113D--2 | PAV-SCHEDULING OFC 3113D | 40-Ann_Arbor-Continental_US-CSS | [5 empty] | No
|  |  | SCHEDULING |  |  | RADIOLOGY-NIR-MR-OR |  |  | PAV |  | LEVEL 3 | 3-113D |  |  | 3 | 3 | PHONE/WORKSTATION | WIRED SPARE |  |  | SPARE | [6 empty] | IDF 3-122C |  | 53178 | 7346153178 |  | 8811 | PAV-3-113D--3 | PAV-SCHEDULING OFC 3113D | 40-Ann_Arbor-Continental_US-CSS | [5 empty] | No
|  |  | SCHEDULING |  |  | RADIOLOGY-NIR-MR-OR |  |  | PAV |  | LEVEL 3 | 3-113D |  |  | 1 | 3 |  | RED PHONE | [9 empty] | IDF 3-122C |  | RED PHONE |  |  | RED PHONE | PAV-3-113D--1 | PAV-3-113D--1 RED PHONE |  | RED PHONE | [11 empty] | RED PHONE
|  |  | SCHEDULING |  |  | RADIOLOGY-NIR-MR-OR |  |  | PAV |  | LEVEL 3 | 3-113F |  |  | 1 | 3 | PHONE/WORKSTATION | WIRED SPARE |  |  | SPARE | [6 empty] | IDF 3-122C |  | 53206 | 7346153206 |  | 8811 | PAV-3-113F--1 | PAV-SCHEDULING OFC 3113F | 40-Ann_Arbor-Continental_US-CSS | [5 empty] | No
|  |  | SCHEDULING |  |  | RADIOLOGY-NIR-MR-OR |  |  | PAV |  | LEVEL 3 | 3-113F |  |  | 2 | 3 | PHONE/WORKSTATION | WIRED SPARE |  |  | SPARE | [6 empty] | IDF 3-122C |  | 53215 | 7346153215 |  | 8811 | PAV-3-113F--2 | PAV-SCHEDULING OFC 3113F | 40-Ann_Arbor-Continental_US-CSS | [5 empty] | No
|  |  | SCHEDULING |  |  | RADIOLOGY-NIR-MR-OR |  |  | PAV |  | LEVEL 3 | 3-113F |  |  | 3 | 3 | PHONE/WORKSTATION | WIRED SPARE |  |  | SPARE | [6 empty] | IDF 3-122C |  | 53219 | 7346153219 |  | 8811 | PAV-3-113F--3 | PAV-SCHEDULING OFC 3113F | 40-Ann_Arbor-Continental_US-CSS | [5 empty] | No
|  |  | SCHEDULING |  |  | RADIOLOGY-NIR-MR-OR |  |  | PAV |  | LEVEL 3 | 3-113F |  |  | 4 | 3 | PHONE/WORKSTATION | WIRED SPARE |  |  | SPARE | [6 empty] | IDF 3-122C |  | 53228 | 7346153228 |  | 8811 | PAV-3-113F--4 | PAV-SCHEDULING OFC 3113F | 40-Ann_Arbor-Continental_US-CSS | [5 empty] | No
|  |  | SCHEDULING |  |  | RADIOLOGY-NIR-MR-OR |  |  | PAV |  | LEVEL 3 | 3-113G |  |  | 1 | 3 | PHONE/WORKSTATION | WIRED SPARE |  |  | SPARE | [6 empty] | IDF 3-122C |  | 53235 | 7346153235 |  | 8811 | PAV-3-113G--1 | PAV-SCHEDULING OFC 3113G | 40-Ann_Arbor-Continental_US-CSS | [5 empty] | No
|  |  | OFFICE, HOTELING |  |  | RADIOLOGY-NIR-MR-OR |  |  | PAV |  | LEVEL 3 | 3-115 |  |  | 1 | 3 | PHONE/WORKSTATION | WIRED SPARE |  |  | SPARE | [6 empty] | IDF 3-122C |  | 53236 | 7346153236 |  | 8811 | PAV-3-115--1 | PAV-OFFICE, HOTELING OFC 3115 | 40-Ann_Arbor-Continental_US-CSS | [5 empty] | No
|  |  | CORRIDOR |  |  | HOUSE PHONE |  |  | PAV |  | LEVEL 3 | 3-120Z |  |  | 5 | W | PHONE | [10 empty] | IDF 3-122C |  | 53250 | 7346153250 |  | 6901W | PAV-3-120Z--5 | PAV-CORR 3-120Z | 00-Ann_Arbor-Internal-CSS | [5 empty] | No
|  |  | CORRIDOR |  |  | HOUSE PHONE |  |  | PAV |  | LEVEL 3 | 3-120Z |  |  | 6 | W | PHONE | [10 empty] | IDF 3-122C |  | 53251 | 7346153251 |  | 6901W | PAV-3-120Z--6 | PAV-CORR 3-120Z | 00-Ann_Arbor-Internal-CSS | [5 empty] | No
|  |  | TECH WORK |  |  | RADIOLOGY NIR-MR-OR |  |  | PAV |  | LEVEL 3 | 3-125 |  |  | 1 | 3 | PHONE/WORKSTATION | WIRED SPARE |  |  | SPARE | [6 empty] | IDF 3-122C |  | 53263 | 7346153263 |  | 8811 | PAV-3-125--1 | PAV-TECH WORK 3125 | 40-Ann_Arbor-Continental_US-CSS | [5 empty] | No
|  |  | TECH WORK |  |  | RADIOLOGY NIR-MR-OR |  |  | PAV |  | LEVEL 3 | 3-125 |  |  | 2 | 3 | PHONE/WORKSTATION | WIRED SPARE |  |  | SPARE | [6 empty] | IDF 3-122C |  | 53264 | 7346153264 |  | 8811 | PAV-3-125--2 | PAV-TECH WORK 3125 | 40-Ann_Arbor-Continental_US-CSS | [5 empty] | No
|  |  | TECH WORK |  |  | RADIOLOGY NIR-MR-OR |  |  | PAV |  | LEVEL 3 | 3-125 |  |  | 3 | 3 | PHONE/WORKSTATION | WIRED SPARE |  |  | SPARE | [6 empty] | IDF 3-122C |  | 53291 | 7346153291 |  | 8811 | PAV-3-125--3 | PAV-TECH WORK 3125 | 40-Ann_Arbor-Continental_US-CSS | [5 empty] | No
|  |  | GENERAL RAD |  |  | RADIOLOGY-NIR-MR-OR |  |  | PAV |  | LEVEL 3 | 3-129 |  |  | 1 | 3 | PHONE/WORKSTATION | WIRED SPARE |  |  | SPARE | [6 empty] | IDF 3-122C |  | 53322 | 7346153322 |  | 8811 | PAV-3-129--1 | PAV-GEN RAD 3129 | 40-Ann_Arbor-Continental_US-CSS | [5 empty] | No
|  |  | STAFF WORKROOM |  |  | RADIOLOGY-NIR-MR-OR |  |  | PAV |  | LEVEL 3 | 3-131 |  |  | 1 | 3 | PHONE/WORKSTATION | WIRED SPARE |  |  | SPARE | [6 empty] | IDF 3-122C |  | 53334 | 7346153334 |  | 8811 | PAV-3-131--1 | PAV-STAFF WKRM 3131 | 40-Ann_Arbor-Continental_US-CSS | [5 empty] | No
|  |  | STAFF WORKROOM |  |  | RADIOLOGY-NIR-MR-OR |  |  | PAV |  | LEVEL 3 | 3-131 |  |  | 6 | 3 | PHONE/WORKSTATION | PRINTER |  |  | SPARE | [6 empty] | IDF 3-122C |  | 53355 | 7346153355 |  | 8811 | PAV-3-131--6 | PAV-STAFF WKRM 3131 | 40-Ann_Arbor-Continental_US-CSS | [5 empty] | No
|  |  | INVENTORY ROOM |  |  | RADIOLOGY-NIR-MR-OR |  |  | PAV |  | LEVEL 3 | 3-135 |  |  | 1 | 3 | PHONE/WORKSTATION | PRINTER | [9 empty] | IDF 3-122C |  | 53424 | 7346153424 |  | 8811 | PAV-3-135--1 | PAV-RAD INV RM 3135 | 40-Ann_Arbor-Continental_US-CSS | [5 empty] | No
|  |  | INVENTORY ROOM |  |  | RADIOLOGY-NIR-MR-OR |  |  | PAV |  | LEVEL 3 | 3-135 |  |  | 1 | 3 |  |  |  |  | FAX | [6 empty] | IDF 3-122C |  | 53427 | 7346153427 |  | ANLG-FAX | PAV-3-135--1 | PAV-FAX RAD INV RM 3135 | 40-Ann_Arbor-Continental_US-CSS | [5 empty] | No |  |  |  |  | ANLG-FAX
|  |  | TECH WORK |  |  | RADIOLOGY NIR-MR-OR |  |  | PAV |  | LEVEL 3 | 3-136 |  |  | 2 | 3 | PHONE/WORKSTATION | WIRED SPARE |  |  | SPARE | [6 empty] | IDF 3-122C |  | 53446 | 7346153446 |  | 8811 | PAV-3-136--2 | PAV-TECH WORK 3136 | 40-Ann_Arbor-Continental_US-CSS | [5 empty] | No
|  |  | FLUOROSCOPY |  |  | RADIOLOGY-NIR-MR-OR |  |  | PAV |  | LEVEL 3 | 3-142 |  |  | 1 | 3 | PHONE/WORKSTATION | WORKSTATION |  |  | SPARE | [6 empty] | IDF 3-122C |  | 53452 | 7346153452 |  | 8811 | PAV-3-142--1 | PAV-FLUORO 3142 | 40-Ann_Arbor-Continental_US-CSS | [5 empty] | No | [6 empty] | added 9/26/24) not reviewed and not on missed sheet
|  |  | FLUOROSCOPY |  |  | RADIOLOGY-NIR-MR-OR |  |  | PAV |  | LEVEL 3 | 3-142 |  |  | 5 | AS | PHONE | WIRED SPARE |  |  | WORKSTATION |  | PHYSIO MONITOR | PHYSIO MONITOR | CAPSULE |  |  | IDF 3-122C |  | ? Anes port - not reviewed |  |  |  | PAV-3-142--5
|  |  | READING ROOM |  |  | RADIOLOGY-NIR-MR-OR |  |  | PAV |  | LEVEL 3 | 3-146 |  |  | 3 | 3 | WORKSTATION | PHONE |  |  | SPARE | [6 empty] | IDF 3-122C |  | 53460 | 7346153460 |  | ANLG-CORDLESS | PAV-3-146--3 | PAV-RAD READ CRDLS 3146 | 50-Ann_Arbor-North_America-CSS | [5 empty] | No |  |  |  |  | ANLG-CORDLESS
|  |  | READING ROOM |  |  | RADIOLOGY-NIR-MR-OR |  |  | PAV |  | LEVEL 3 | 3-146 |  |  | 5 | 3 | WORKSTATION | PHONE |  |  | SPARE | [6 empty] | IDF 3-122C |  | 53493 | 7346153493 |  | ANLG-CORDLESS | PAV-3-146--5 | PAV-RAD READ CRDLS 3146 | 50-Ann_Arbor-North_America-CSS | [5 empty] | No |  |  |  |  | ANLG-CORDLESS
|  |  | READING ROOM |  |  | RADIOLOGY-NIR-MR-OR |  |  | PAV |  | LEVEL 3 | 3-146 |  |  | 6 | 3 | PACS | PHONE |  |  | SPARE | [6 empty] | IDF 3-122C |  | 53519 | 7346153519 |  | ANLG-CORDLESS | PAV-3-146--6 | PAV-RAD READ CRDLS 3146 | 50-Ann_Arbor-North_America-CSS | [5 empty] | No |  |  |  |  | ANLG-CORDLESS
|  |  | READING ROOM |  |  | RADIOLOGY-NIR-MR-OR |  |  | PAV |  | LEVEL 3 | 3-146 |  |  | 9 | 3 | WORKSTATION | PHONE |  |  | SPARE | [6 empty] | IDF 3-122C |  | 53578 | 7346153578 |  | ANLG-CORDLESS | PAV-3-146--9 | PAV-RAD READ CRDLS 3146 | 50-Ann_Arbor-North_America-CSS | [5 empty] | No |  |  |  |  | ANLG-CORDLESS
|  |  | READING ROOM |  |  | RADIOLOGY-NIR-MR-OR |  |  | PAV |  | LEVEL 3 | 3-146 |  |  | 11 | 3 | WORKSTATION | PHONE |  |  | SPARE | [6 empty] | IDF 3-122C |  | 53580 | 7346153580 |  | ANLG-CORDLESS | PAV-3-146--11 | PAV-RAD READ CRDLS 3146 | 50-Ann_Arbor-North_America-CSS | [5 empty] | No |  |  |  |  | ANLG-CORDLESS
|  |  | READING ROOM |  |  | RADIOLOGY-NIR-MR-OR |  |  | PAV |  | LEVEL 3 | 3-146 |  |  | 12 | 3 | PHONE/WORKSTATION | PRINTER | [9 empty] | IDF 3-122C |  | 53635 | 7346153635 |  | 8811 | PAV-3-146--12 | PAV-RAD READ 3146 | 50-Ann_Arbor-North_America-CSS | [5 empty] | No
|  |  | READING ROOM |  |  | RADIOLOGY-NIR-MR-OR |  |  | PAV |  | LEVEL 3 | 3-146 |  |  | 14 | 3 | WORKSTATION | PHONE |  |  | SPARE | [6 empty] | IDF 3-122C |  | 53644 | 7346153644 |  | ANLG-CORDLESS | PAV-3-146--14 | PAV-RAD READ CRDLS 3146 | 50-Ann_Arbor-North_America-CSS | [5 empty] | No |  |  |  |  | ANLG-CORDLESS
|  |  | READING ROOM |  |  | RADIOLOGY-NIR-MR-OR |  |  | PAV |  | LEVEL 3 | 3-146 |  |  | 16 | 3 | WORKSTATION | PHONE |  |  | SPARE | [6 empty] | IDF 3-122C |  | 53738 | 7346153738 |  | ANLG-CORDLESS | PAV-3-146--16 | PAV-RAD READ CRDLS 3146 | 50-Ann_Arbor-North_America-CSS | [5 empty] | No |  |  |  |  | ANLG-CORDLESS
|  |  | READING ROOM |  |  | RADIOLOGY-NIR-MR-OR |  |  | PAV |  | LEVEL 3 | 3-146 |  |  | 18 | 3 | WORKSTATION | PHONE |  |  | SPARE | [6 empty] | IDF 3-122C |  | 53769 | 7346153769 |  | ANLG-CORDLESS | PAV-3-146--18 | PAV-RAD READ CRDLS 3146 | 50-Ann_Arbor-North_America-CSS | [5 empty] | No |  |  |  |  | ANLG-CORDLESS
|  |  | READING ROOM |  |  | RADIOLOGY-NIR-MR-OR |  |  | PAV |  | LEVEL 3 | 3-146 |  |  | 12 | 3 |  |  |  |  | RED PHONE | [6 empty] | IDF 3-122C |  | RED PHONE |  |  | RED PHONE | PAV-3-146--12 | PAV-3-146--12 RED PHONE |  | RED PHONE | [9 empty] | RED PHONE |  | RED PHONE
|  |  | CORRIDOR |  |  | HOUSE PHONE |  |  | PAV |  | LEVEL 3 | 3-155Z |  |  | 1 | W | PHONE | [10 empty] | IDF 3-304C |  | 53830 | 7346153830 |  | 6901W | PAV-3-155Z--1 | PAV-CORR 3-155Z | 00-Ann_Arbor-Internal-CSS | [5 empty] | No
|  |  | IR ROOM , VASCULAR/NEURO DIAG |  |  | RADIOLOGY-NIR-MR-OR |  |  | PAV | Neuro IR 23 | LEVEL 3 | 3-201 |  |  | 9 | AS | PHONE | WIRED SPARE |  |  | WORKSTATION |  | PHYSIO MONITOR | PHYSIO MONITOR | CAPSULE |  |  | IDF 3-238C |  | 53886 | 7346153886 |  | ANLG-CPE | PAV-3-201--9 | PAV-IR VAS/NR DIAG 3201 | 40-Ann_Arbor-Continental_US-CSS | [5 empty] | No |  |  |  |  | ANLG-CPE |  | 10/14/24 ANES ANLG port needed?
|  |  | IR CONTROL/ BOARD RUNNER |  |  | RADIOLOGY-NIR-MR-OR |  |  | PAV |  | LEVEL 3 | 3-201A |  |  | 4 | 3 | PHONE/WORKSTATION | PRINTER |  |  | LABEL PRINTER | [6 empty] | IDF 3-238C |  | 53896 | 7346153896 |  | 8811 | PAV-3-201A--4 | PAV-IR CNTRL BD RUN 3201A | 40-Ann_Arbor-Continental_US-CSS | [5 empty] | No
|  |  | MRI CONTROL /EQUIP |  |  | RADIOLOGY NIR-MR-OR |  |  | PAV |  | LEVEL 3 | 3-211D |  |  | 3 | 3 | PHONE/WORKSTATION | FIBER-CAPSULE-P-P |  |  | SPARE | [6 empty] | IDF 3-238C |  | 53906 | 7346153906 |  | 8811 | PAV-3-211D--3 | PAV-MRI CNTRL RM 3211D | 40-Ann_Arbor-Continental_US-CSS | [5 empty] | No
|  |  | ANESTHESIA INDUCTION ROOM |  |  | ANESTHESIA |  |  | PAV |  | LEVEL 3 | 3-212 |  |  | 4 | AS | PHONE | WIRED SPARE |  |  | WORKSTATION |  | PHYSIO MONITOR | PHYSIO MONITOR | CAPSULE |  |  | IDF 3-238C |  | 53908 | 7346153908 |  | ANLG-CPE | PAV-3-212--4 | PAV-ANES INDUC RM 3212 | 40-Ann_Arbor-Continental_US-CSS | [5 empty] | No |  |  |  |  | ANLG-CPE |  | Customer purchaes ANES phone we label jack with DID
|  |  | ANESTHESIA INDUCTION ROOM |  |  | ANESTHESIA |  |  | PAV |  | LEVEL 3 | 3-212 |  |  | 8 | AS | PHONE | WIRED SPARE |  |  | WORKSTATION |  | PHYSIO MONITOR | PHYSIO MONITOR | CAPSULE |  |  | IDF 3-238C |  | 53910 | 7346153910 |  | ANLG-CPE | PAV-3-212--8 | PAV-ANES INDUC RM 3212 | 40-Ann_Arbor-Continental_US-CSS | [5 empty] | No |  |  |  |  | ANLG-CPE |  | Customer purchaes ANES phone we label jack with DID
|  |  | CT SCAN ROOM |  |  | Radiology NIR-MR-OR |  |  | PAV |  | LEVEL 3 | 3-219 |  |  | 4 | AS | PHONE | WIRED SPARE |  |  | WORKSTATION |  | PHYSIO MONITOR | PHYSIO MONITOR | CAPSULE |  |  | IDF 3-238C |  | CT RM no phone! |  |  |  | PAV-3-219--4 | [14 empty] | 4/25/25 looked at prints
|  |  | CT CONTROL |  |  | Radiology NIR-MR-OR |  |  | PAV |  | LEVEL 3 | 3-219D |  |  | 6 | 3 | PHONE/WORKSTATION | WIRED SPARE |  |  | SPARE | [6 empty] | IDF 3-238C |  | 53912 | 7346153912 |  | 8811 | PAV-3-219D--6 | PAV-CT CNTRL 3219D | 40-Ann_Arbor-Continental_US-CSS | [5 empty] | No
|  |  | CT CONTROL |  |  | Radiology NIR-MR-OR |  |  | PAV |  | LEVEL 3 | 3-219D |  |  | 8 | 3 | PHONE/WORKSTATION | WIRED SPARE |  |  | SPARE | [6 empty] | IDF 3-238C |  | 53921 | 7346153921 |  | 8811 | PAV-3-219D--8 | PAV-CT CNTRL 3219D | 40-Ann_Arbor-Continental_US-CSS | [5 empty] | No
|  |  | TECH WORK |  |  | Radiology NIR-MR-OR |  |  | PAV |  | LEVEL 3 | 3-221 |  |  | 1 | 3 | PHONE/WORKSTATION | WIRED SPARE |  |  | SPARE | [6 empty] | IDF 3-238C |  | 53922 | 7346153922 |  | 8811 | PAV-3-221--1 | PAV-RAD TECH RM 3221 | 40-Ann_Arbor-Continental_US-CSS | [5 empty] | No
|  |  | TECH WORK |  |  | Radiology NIR-MR-OR |  |  | PAV |  | LEVEL 3 | 3-221 |  |  | 2 | 3 | PHONE/WORKSTATION | WIRED SPARE |  |  | SPARE | [6 empty] | IDF 3-238C |  | 53934 | 7346153934 |  | 8811 | PAV-3-221--2 | PAV-RAD TECH RM 3221 | 40-Ann_Arbor-Continental_US-CSS | [5 empty] | No
|  |  | CODE ROOM |  |  | RADIOLOGY PATIENTS |  |  | PAV |  | LEVEL 3 | 3-222A |  |  | 4 | AS | PHONE | WIRED SPARE |  |  |  |  | PHYSIO MONITOR | PHYSIO MONITOR | WORKSTATION |  |  | IDF 3-238C |  | 53937 | 7346153937 |  | ANLG-CPE | PAV-3-222A--4 | PAV-RAD CODE RM 3222A | 40-Ann_Arbor-Continental_US-CSS | [5 empty] | No |  |  |  |  | ANLG-CPE |  | Customer will purchase DECT 6.0
|  |  | NURSE WORK |  |  | RADIOLOGY PATIENTS |  |  | PAV |  | LEVEL 3 | 3-222K |  |  | 3 | 3 | PRINTER | FAX |  |  | LABEL PRINTER | [6 empty] | IDF 3-238C |  | 53941 | 7346153941 |  | ANLG-FAX | PAV-3-222K--3 | PAV-FAX RAD RN WKRM 3222K | 40-Ann_Arbor-Continental_US-CSS | [5 empty] | No |  |  |  |  | ANLG-FAX
|  |  | NURSE WORK |  |  | RADIOLOGY PATIENTS |  |  | PAV |  | LEVEL 3 | 3-222K |  |  | 4 | 3 | WORKSTATION | ANLG-RED PHONE |  |  | SPARE | [6 empty] | IDF 3-238C |  | RED PHONE |  |  | RED PHONE | PAV-3-222K--4 | PAV-3-222K--4 RED PHONE |  | RED PHONE | [11 empty] | RED PHONE
|  |  | MEDICATION |  |  | RADIOLOGY PATIENTS |  |  | PAV |  | LEVEL 3 | 3-222L |  |  | 4 | 3 | PHONE/WORKSTATION | WORKSTATION |  |  | SPARE | [6 empty] | IDF 3-238C |  | 53989 | 7346153989 |  | 8811 | PAV-3-222L--4 | PAV-MED RM 3222L | 40-Ann_Arbor-Continental_US-CSS | [5 empty] | No
|  |  | CORRIDOR |  |  | HOUSE PHONE |  |  | PAV |  | LEVEL 3 | 3-230Z |  |  | 1 | W | PHONE | [10 empty] | IDF 3-238C |  | 53993 | 7346153993 |  | 6901W | PAV-3-230Z--1 | PAV-CORR 3230Z | 00-Ann_Arbor-Internal-CSS | [5 empty] | M
|  |  | ON CALL |  |  | PAVILION CORE TEAM |  |  | PAV |  | LEVEL 3 | 3-303 |  |  | 1 | 3 | PHONE/WORKSTATION | WIRED SPARE |  |  | SPARE | [6 empty] | IDF 3-304C |  | 54000 | 7346154000 |  | 8811 | PAV-3-303--1 | PAV-ON CALL RM 3303 | 40-Ann_Arbor-Continental_US-CSS | [5 empty] | No
|  |  | ON CALL |  |  | PAVILION CORE TEAM |  |  | PAV |  | LEVEL 3 | 3-304 |  |  | 1 | 3 | PHONE/WORKSTATION | WIRED SPARE |  |  | SPARE | [6 empty] | IDF 3-304C |  | 54119 | 7346154119 |  | 8811 | PAV-3-304--1 | PAV-ON CALL RM 3304 | 40-Ann_Arbor-Continental_US-CSS | [5 empty] | No
|  |  | ON CALL |  |  | PAVILION CORE TEAM |  |  | PAV |  | LEVEL 3 | 3-305 |  |  | 1 | 3 | PHONE/WORKSTATION | WIRED SPARE |  |  | SPARE | [6 empty] | IDF 3-304C |  | 54123 | 7346154123 |  | 8811 | PAV-3-305--1 | PAV-ON CALL RM 3305 | 40-Ann_Arbor-Continental_US-CSS | [5 empty] | No
|  |  | ON CALL |  |  | PAVILION CORE TEAM |  |  | PAV |  | LEVEL 3 | 3-306 |  |  | 1 | 3 | PHONE/WORKSTATION | WIRED SPARE |  |  | SPARE | [6 empty] | IDF 3-304C |  | 54124 | 7346154124 |  | 8811 | PAV-3-306--1 | PAV-ON CALL RM 3306 | 40-Ann_Arbor-Continental_US-CSS | [5 empty] | No
|  |  | ON CALL |  |  | PAVILION CORE TEAM |  |  | PAV |  | LEVEL 3 | 3-307 |  |  | 1 | 3 | PHONE/WORKSTATION | WIRED SPARE |  |  | SPARE | [6 empty] | IDF 3-304C |  | 54125 | 7346154125 |  | 8811 | PAV-3-307--1 | PAV-ON CALL RM 3307 | 40-Ann_Arbor-Continental_US-CSS | [5 empty] | No
|  |  | ON CALL |  |  | PAVILION CORE TEAM |  |  | PAV |  | LEVEL 3 | 3-308 |  |  | 1 | 3 | PHONE/WORKSTATION | WIRED SPARE |  |  | SPARE | [6 empty] | IDF 3-304C |  | 54127 | 7346154127 |  | 8811 | PAV-3-308--1 | PAV-ON CALL RM 3308 | 40-Ann_Arbor-Continental_US-CSS | [5 empty] | No
|  |  | ON CALL |  |  | PAVILION CORE TEAM |  |  | PAV |  | LEVEL 3 | 3-309 |  |  | 1 | 3 | PHONE/WORKSTATION | WIRED SPARE |  |  | SPARE | [6 empty] | IDF 3-304C |  | 54130 | 7346154130 |  | 8811 | PAV-3-309--1 | PAV-ON CALL RM 3309 | 40-Ann_Arbor-Continental_US-CSS | [5 empty] | No
|  |  | ON CALL |  |  | PAVILION CORE TEAM |  |  | PAV |  | LEVEL 3 | 3-310 |  |  | 1 | 3 | PHONE/WORKSTATION | WIRED SPARE |  |  | SPARE | [6 empty] | IDF 3-304C |  | 54131 | 7346154131 |  | 8811 | PAV-3-310--1 | PAV-ON CALL RM 3310 | 40-Ann_Arbor-Continental_US-CSS | [5 empty] | No
|  |  | ON CALL |  |  | PAVILION CORE TEAM |  |  | PAV |  | LEVEL 3 | 3-311 |  |  | 1 | 3 | PHONE/WORKSTATION | WIRED SPARE |  |  | SPARE | [6 empty] | IDF 3-304C |  | 54132 | 7346154132 |  | 8811 | PAV-3-311--1 | PAV-ON CALL RM 3311 | 40-Ann_Arbor-Continental_US-CSS | [5 empty] | No
|  |  | ON CALL |  |  | PAVILION CORE TEAM |  |  | PAV |  | LEVEL 3 | 3-313 |  |  | 1 | 3 | PHONE/WORKSTATION | WIRED SPARE |  |  | SPARE | [6 empty] | IDF 3-304C |  | 54134 | 7346154134 |  | 8811 | PAV-3-313--1 | PAV-ON CALL RM 3313 | 40-Ann_Arbor-Continental_US-CSS | [5 empty] | No
|  |  | ON CALL |  |  | PAVILION CORE TEAM |  |  | PAV |  | LEVEL 3 | 3-315 |  |  | 1 | 3 | PHONE/WORKSTATION | WIRED SPARE |  |  | SPARE | [6 empty] | IDF 3-304C |  | 54140 | 7346154140 |  | 8811 | PAV-3-315--1 | PAV-ON CALL RM 3315 | 40-Ann_Arbor-Continental_US-CSS | [5 empty] | No
|  |  | ON CALL |  |  | PAVILION CORE TEAM |  |  | PAV |  | LEVEL 3 | 3-317 |  |  | 1 | 3 | PHONE/WORKSTATION | WIRED SPARE |  |  | SPARE | [6 empty] | IDF 3-304C |  | 54141 | 7346154141 |  | 8811 | PAV-3-317--1 | PAV-ON CALL RM 3317 | 40-Ann_Arbor-Continental_US-CSS | [5 empty] | No
|  |  | RT PROCESS |  |  | RESPIRATORY THERAPY |  |  | PAV |  | LEVEL 3 | 3-402D |  |  | 1 | 3 | PHONE | MEDICAL EQUIPMENT-MOBILE |  |  | SPARE | [6 empty] | IDF 3-304C |  | 54144 | 7346154144 |  | 8811 | PAV-3-402D--1 | PAV-RT PROCESS 3402D | 40-Ann_Arbor-Continental_US-CSS | [5 empty] | No
|  |  | RT HUDDLE SPACE |  |  | RESPIRATORY THERAPY |  |  | PAV |  | LEVEL 3 | 3-406 |  |  | 1 | 3 | PRINTER | FAX |  |  | SPARE | [6 empty] | IDF 3-304C |  | 54155 | 7346154155 |  | ANLG-FAX | PAV-3-406--1 | PAV-FAX RT HUD SPC 3406 | 40-Ann_Arbor-Continental_US-CSS | [5 empty] | No |  |  |  |  | ANLG-FAX
|  |  | RT HUDDLE SPACE |  |  | RESPIRATORY THERAPY |  |  | PAV |  | LEVEL 3 | 3-406 |  |  | 3 | 3 | PHONE/WORKSTATION | WIRED SPARE |  |  | SPARE | [6 empty] | IDF 3-304C |  | 54157 | 7346154157 |  | 8811 | PAV-3-406--3 | PAV-RT HUD SPC 3406 | 40-Ann_Arbor-Continental_US-CSS | [5 empty] | No
|  |  | RT HUDDLE SPACE |  |  | RESPIRATORY THERAPY |  |  | PAV |  | LEVEL 3 | 3-406 |  |  | 7 | 3 | PHONE/WORKSTATION | WIRED SPARE |  |  | SPARE | [6 empty] | IDF 3-304C |  | 54160 | 7346154160 |  | 8811 | PAV-3-406--7 | PAV-RT HUD SPC 3406 | 40-Ann_Arbor-Continental_US-CSS | [5 empty] | No
|  |  | RT HUDDLE SPACE |  |  | RESPIRATORY THERAPY |  |  | PAV |  | LEVEL 3 | 3-406 |  |  | 11 | 3 | PHONE | WIRED SPARE |  |  | SPARE | [6 empty] | IDF 3-304C |  | 54162 | 7346154162 |  | 8811 | PAV-3-406--11 | PAV-RT HUD SPC 3406 | 40-Ann_Arbor-Continental_US-CSS | [5 empty] | No
|  |  | OFFICE |  |  | RESPIRATORY THERAPY |  |  | PAV |  | LEVEL 3 | 3-406A |  |  | 1 | 3 | PHONE/WORKSTATION | PRINTER |  |  | SPARE | [6 empty] | IDF 3-304C |  | 54163 | 7346154163 |  | 8811 | PAV-3-406A--1 | PAV-RT OFC 3406A | 40-Ann_Arbor-Continental_US-CSS | [5 empty] | No
|  |  | OFFICE |  |  | RESPIRATORY THERAPY |  |  | PAV |  | LEVEL 3 | 3-406A |  |  | 2 | 3 | PHONE/WORKSTATION | WIRED SPARE |  |  | SPARE | [6 empty] | IDF 3-304C |  | 54195 | 7346154195 |  | 8811 | PAV-3-406A--2 | PAV-RT OFC 3406A | 40-Ann_Arbor-Continental_US-CSS | [5 empty] | No | [6 empty] | (MAY REDUCE PER Mark Konkle)
|  |  | OFFICE |  |  | RESPIRATORY THERAPY |  |  | PAV |  | LEVEL 3 | 3-406B |  |  | 1 | 3 | PHONE/WORKSTATION | WIRED SPARE |  |  | SPARE | [6 empty] | IDF 3-304C |  | 55015 | 7346155015 |  | 8811 | PAV-3-406B--1 | PAV-RT OFC 3406B | 40-Ann_Arbor-Continental_US-CSS | [5 empty] | No | [6 empty] | (MAY REDUCE PER Mark Konkle)
|  |  | OFFICE |  |  | RESPIRATORY THERAPY |  |  | PAV |  | LEVEL 3 | 3-406B |  |  | 2 | 3 | PHONE/WORKSTATION | WIRED SPARE |  |  | SPARE | [6 empty] | IDF 3-304C |  | 55064 | 7346155064 |  | 8811 | PAV-3-406B--2 | PAV-RT OFC 3406B | 40-Ann_Arbor-Continental_US-CSS | [5 empty] | No
|  |  | SPEECH OFFICE/ EXAM |  |  | Speech Therapy |  |  | PAV |  | LEVEL 3 | 3-426 |  |  | 1 | 3 | PHONE/WORKSTATION | WIRED SPARE |  |  | SPARE | [6 empty] | IDF 3-304C |  | 55092 | 7346155092 |  | 8811 | PAV-3-426--1 | PAV-SPEECH OFC 3426 | 40-Ann_Arbor-Continental_US-CSS | [5 empty] | No | [6 empty] | TBD or UCC?
|  |  | WORKROOM, SPEECH THERAPY |  |  | Speech Therapy |  |  | PAV |  | LEVEL 3 | 3-428 |  |  | 2 | 3 | PHONE/WORKSTATION | WIRED SPARE |  |  | SPARE | [6 empty] | IDF 3-304C |  | 55094 | 7346155094 |  | 8811 | PAV-3-428--2 | PAV-SPEECH WKRM 3428 | 40-Ann_Arbor-Continental_US-CSS | [5 empty] | No | [6 empty] | TBD or UCC?
|  |  | SPEECH OFFICE/ EXAM |  |  | Speech Therapy |  |  | PAV |  | LEVEL 3 | 3-432 |  |  | 1 | 3 | PHONE/WORKSTATION | WIRED SPARE |  |  | SPARE | [6 empty] | IDF 3-304C |  | 55096 | 7346155096 |  | 8811 | PAV-3-432--1 | PAV-SPEECH WKRM 3432 | 40-Ann_Arbor-Continental_US-CSS | [5 empty] | No | [6 empty] | TBD or UCC?
|  |  | SWAT STORAGE |  |  | SWAT |  |  | PAV |  | LEVEL 3 | 3-434 |  |  | 1 | 3 | PHONE/WORKSTATION |  |  |  | SPARE | [6 empty] | IDF 3-304C |  | 55125 | 7346155125 |  | 8811 | PAV-3-434--1 | PAV-SWAT STORAGE 3434 | 40-Ann_Arbor-Continental_US-CSS | [5 empty] | No
|  |  | SWAT STORAGE |  |  | SWAT |  |  | PAV |  | LEVEL 3 | 3-434 |  |  | 1 | 3 |  | FAX | [9 empty] | IDF 3-304C |  | 55132 | 7346155132 |  | ANLG-FAX | PAV-3-434--1 | PAV-FAX SWAT STOR 3434 | 40-Ann_Arbor-Continental_US-CSS | [5 empty] | No |  |  |  |  | ANLG-FAX |  | Need smallest Xerox CT MFD w /fax to go under counter.
|  |  | SWAT STORAGE |  |  | SWAT |  |  | PAV |  | LEVEL 3 | 3-434 |  |  | 2 | 3 | PHONE/WORKSTATION | PRINTER |  |  | PYXIS | [6 empty] | IDF 3-304C |  | 55133 | 7346155133 |  | 8811 | PAV-3-434--2 | PAV-SWAT STORAGE 3434 | 40-Ann_Arbor-Continental_US-CSS | [5 empty] | No
|  |  | PT/OT STAFF SUPPORT AREA |  |  | PT/OT |  |  | PAV |  | LEVEL 3 | 3-440 |  |  | 6 | W | PHONE | [10 empty] | IDF 3-304C |  | 55142 | 7346155142 |  | 8811W | PAV-3-440--6 | PAV-PT OT STAFF SPACE 3440 | 40-Ann_Arbor-Continental_US-CSS | [5 empty] | No | [6 empty] | Need WMK
|  |  | PT/OT STAFF SUPPORT AREA |  |  | PT/OT |  |  | PAV |  | LEVEL 3 | 3-440 |  |  | 1 | AV6 | FAX | MEDICAL DIGITAL SIGN MONITORING |  |  | MEDICAL DIGITAL SIGN CORE PC |  |  | PRINTER |  |  |  | IDF 3-304C |  | 55146 | 7346155146 |  | ANLG-FAX | PAV-3-440--1 | PAV-FAX PT_OT STAFF 3440 | 40-Ann_Arbor-Continental_US-CSS | [5 empty] | No |  |  |  |  | ANLG-FAX
|  |  | OFFICE |  |  | PT/OT |  |  | PAV |  | LEVEL 3 | 3-440A |  |  | 1 | 3 | PHONE/WORKSTATION | WIRED SPARE |  |  | SPARE | [6 empty] | IDF 3-304C |  | 55156 | 7346155156 |  | 8811 | PAV-3-440A--1 | PAV-PT OT OFFICE 3440A | 40-Ann_Arbor-Continental_US-CSS | [5 empty] | No
|  |  | OFFICE |  |  | PT/OT |  |  | PAV |  | LEVEL 3 | 3-440B |  |  | 1 | 3 | PHONE/WORKSTATION | WIRED SPARE |  |  | SPARE | [6 empty] | IDF 3-304C |  | 55177 | 7346155177 |  | 8811 | PAV-3-440B--1 | PAV-PT OT OFFICE 3440B | 40-Ann_Arbor-Continental_US-CSS | [5 empty] | No
|  |  | FAC MGR OFFICE |  |  | RUSTY EMAIL |  |  | PAV |  | LEVEL 3 | 3-514 |  |  | 1 | 3 | PHONE/WORKSTATION | WIRED SPARE |  |  | SPARE | [6 empty] | IDF 3-304C |  | 55186 | 7346155186 |  | 8811 | PAV-3-514--1 | PAV-FAC MGR OFC 3514 | 40-Ann_Arbor-Continental_US-CSS | [5 empty] | Yes
|  |  | ADULT HOSP ADMINISTRATOR |  |  | RUSTY EMAIL |  |  | PAV |  | LEVEL 3 | 3-516 |  |  | 1 | 3 | PHONE/WORKSTATION | WIRED SPARE |  |  | SPARE | [6 empty] | IDF 3-304C |  | 55210 | 7346155210 |  | 8811 | PAV-3-516--1 | PAV-ADULT HOSP ADM 3516 | 40-Ann_Arbor-Continental_US-CSS | [5 empty] | Yes
|  |  | ADULT HOSP ADMINISTRATOR |  |  | RUSTY EMAIL |  |  | PAV |  | LEVEL 3 | 3-516 |  |  | 3 | 3 | PHONE/WORKSTATION | WIRED SPARE |  |  | SPARE | [6 empty] | IDF 3-304C |  | 55222 | 7346155222 |  | 8811 | PAV-3-516--3 | PAV-ADULT HOSP ADM 3516 | 40-Ann_Arbor-Continental_US-CSS | [5 empty] | Yes
|  |  | RECEPTION |  |  | PERIOP ADMIN |  |  | PAV |  | LEVEL 4 | 4-010A |  |  | 1 | 3 | PHONE/WORKSTATION | LABEL PRINTER |  |  | PRINTER | [6 empty] | IDF 4-238C |  | 55252 | 7346155252 |  | 8811 | PAV-4-010A--1 | PAV-RECEPTION 4010A | 40-Ann_Arbor-Continental_US-CSS | [5 empty] | No |  |  |  | Line 2 55242 |  |  | New personal DID on L2
|  |  | RECEPTION |  |  | PERIOP ADMIN |  |  | PAV |  | LEVEL 4 | 4-010A |  |  | 3 | 3 | PHONE/WORKSTATION | WIRED SPARE |  |  | SPARE | [6 empty] | IDF 4-238C |  | 55252 | 7346155252 |  | 8811 | PAV-4-010A--3 | PAV-RECEPTION 4010A | 40-Ann_Arbor-Continental_US-CSS | [5 empty] | No |  |  |  | Line 2 55246 |  |  | New personal DID on L2
|  |  | RECEPTION |  |  | PERIOP ADMIN |  |  | PAV |  | LEVEL 4 | 4-010A |  |  | 4 | 3 | PHONE/WORKSTATION | PRINTER |  |  | SPARE | [6 empty] | IDF 4-238C |  | 55252 | 7346155252 |  | 8811 | PAV-4-010A--4 | PAV-RECEPTION 4010A | 40-Ann_Arbor-Continental_US-CSS | [5 empty] | No |  |  |  | Line 2 55251 |  |  | New personal DID on L2
|  |  | CORRIDOR |  |  | HOUSE PHONE |  |  | PAV |  | LEVEL 4 | 4-010Z |  |  | 2 | W | PHONE | [10 empty] | IDF 4-238C |  | 55228 | 7346155228 |  | 6901W | PAV-4-010Z--2 | PAV-CORR 4010Z | 00-Ann_Arbor-Internal-CSS | [5 empty] | No
|  |  | OFFICE, TWO PERSON |  |  | PERIOP ADMIN |  |  | PAV |  | LEVEL 4 | 4-101 |  |  | 2 | 3 | PHONE/WORKSTATION | WIRED SPARE |  |  | SPARE | [6 empty] | IDF 4-122C |  | 55308 | 7346155308 |  | 8811 | PAV-4-101--2 | PAV-PERIOP OFC 4101 | 40-Ann_Arbor-Continental_US-CSS | [5 empty] | Yes
|  |  | OFFICE, TWO PERSON |  |  | PERIOP ADMIN |  |  | PAV |  | LEVEL 4 | 4-101 |  |  | 4 | 3 | PHONE/WORKSTATION | WIRED SPARE |  |  | SPARE | [6 empty] | IDF 4-122C |  | 55321 | 7346155321 |  | 8811 | PAV-4-101--4 | PAV-PERIOP OFC 4101 | 40-Ann_Arbor-Continental_US-CSS | [5 empty] | Yes
|  |  | WORKSTATION, CLERK |  |  | OR |  |  | PAV |  | LEVEL 4 | 4-101A |  |  | 1 | 3 | PHONE/WORKSTATION | PRINTER |  |  | LABEL PRINTER | [6 empty] | IDF 4-122C |  | 55363 | 7346155363 |  | 8811 | PAV-4-101A--1 | PAV-OR CLERK 4101A | 40-Ann_Arbor-Continental_US-CSS | [5 empty] | Yes | [6 empty] | put xerox on back wall on furniture, long cable
|  |  | WORKSTATION, CHARGE NURSE |  |  | OR |  |  | PAV |  | LEVEL 4 | 4-101A |  |  | 3 | 3 | PHONE/WORKSTATION | PRINTER |  |  | LABEL PRINTER | [6 empty] | IDF 4-122C |  | New DID |  |  |  | PAV-4-101A--3 | [14 empty] | 10/3/24 L3 Left for CHG RN red phone on come back list
|  |  | ANESTHESIA WORKROOM (SAFE) |  |  | ANESTHESIA WORKROOM |  |  | PAV |  | LEVEL 4 | 4-103 |  |  | 3 | 3 | PHONE/WORKSTATION | WIRED SPARE |  |  | SPARE | [6 empty] | IDF 4-122C |  | 55366 | 7346155366 |  | 8811 | PAV-4-103--3 | PAV-ANES WKRM 4103 | 40-Ann_Arbor-Continental_US-CSS | [5 empty] | No
|  |  | ANESTHESIA WORKROOM (SAFE) |  |  | ANESTHESIA WORKROOM |  |  | PAV |  | LEVEL 4 | 4-103 |  |  | 5 | 3 | PHONE/WORKSTATION | WIRED SPARE |  |  | SPARE | [6 empty] | IDF 4-122C |  | 55368 | 7346155368 |  | 8811 | PAV-4-103--5 | PAV-ANES WKRM 4103 | 40-Ann_Arbor-Continental_US-CSS | [5 empty] | No
|  |  | ANESTHESIA WORKROOM (SAFE) |  |  | ANESTHESIA WORKROOM |  |  | PAV |  | LEVEL 4 | 4-103 |  |  | 6 | 3 | PHONE/WORKSTATION | WIRED SPARE |  |  | SPARE | [6 empty] | IDF 4-122C |  | 55375 | 7346155375 |  | 8811 | PAV-4-103--6 | PAV-ANES WKRM 4103 | 40-Ann_Arbor-Continental_US-CSS | [5 empty] | No
|  |  | OFFICE, SUPPLY CHAIN |  |  | PERIOP ADMIN |  |  | PAV |  | LEVEL 4 | 4-124 |  |  | 1 | 3 | PHONE/WORKSTATION | WIRED SPARE |  |  | SPARE | [6 empty] | IDF 4-122C |  | 55380 | 7346155380 |  | 8811 | PAV-4-124--1 | PAV-SUPPLY CHAIN OFC 4124 | 40-Ann_Arbor-Continental_US-CSS | [5 empty] | Yes
|  |  | OFFICE, SUPPLY CHAIN |  |  | PERIOP ADMIN |  |  | PAV |  | LEVEL 4 | 4-124 |  |  | 2 | 3 | PHONE/WORKSTATION | WIRED SPARE |  |  | SPARE | [6 empty] | IDF 4-122C |  | 55398 | 7346155398 |  | 8811 | PAV-4-124--2 | PAV-SUPPLY CHAIN OFC 4124 | 40-Ann_Arbor-Continental_US-CSS | [5 empty] | Yes
|  |  | OFFICE, SUPPLY CHAIN |  |  | PERIOP ADMIN |  |  | PAV |  | LEVEL 4 | 4-124 |  |  | 3 | 3 | PHONE/WORKSTATION | WIRED SPARE |  |  | SPARE | [6 empty] | IDF 4-122C |  | 55407 | 7346155407 |  | 8811 | PAV-4-124--3 | PAV-SUPPLY CHAIN OFC 4124 | 40-Ann_Arbor-Continental_US-CSS | [5 empty] | Yes
|  |  | OFFICE, SUPPLY CHAIN |  |  | PERIOP ADMIN |  |  | PAV |  | LEVEL 4 | 4-124 |  |  | 5 | 3 | PRINTER | FAX |  |  | SPARE | [6 empty] | IDF 4-122C |  | 55443 | 7346155443 |  | ANLG-FAX | PAV-4-124--5 | PAV-FAX SUP CHAIN OFC 4124 | 40-Ann_Arbor-Continental_US-CSS | [5 empty] | No |  |  |  |  | ANLG-FAX
|  |  | OFFICE |  |  | PERIOP ADMIN |  |  | PAV |  | LEVEL 4 | 4-126 |  |  | 1 | 3 | PHONE/WORKSTATION | WIRED SPARE |  |  | SPARE | [6 empty] | IDF 4-238C |  | 55454 | 7346155454 |  | 8811 | PAV-4-126--1 | PAV-PERIOP OFC 4126 | 40-Ann_Arbor-Continental_US-CSS | [5 empty] | Yes
|  |  | CLINICAL WORKSTATION |  |  | Pre-Op PACU 4 and 6 |  |  | PAV |  | LEVEL 4 | 4-202 |  |  | 1 | 3 | PHONE/WORKSTATION | WIRED SPARE |  |  | SPARE | [6 empty] | IDF 4-122C |  | 55459 | 7346155459 |  | 8811 | PAV-4-202--1 | PAV-CLINICAL PRE-OP 4202 | 40-Ann_Arbor-Continental_US-CSS | [5 empty] | Yes
|  |  | CLINICAL WORKSTATION |  |  | Pre-Op PACU 4 and 6 |  |  | PAV |  | LEVEL 4 | 4-202 |  |  | 3 | 3 | PHONE/WORKSTATION | LABEL PRINTER |  |  | SPARE | [6 empty] | IDF 4-122C |  | 55466 | 7346155466 |  | 8811 | PAV-4-202--3 | PAV-CLINICAL PRE-OP 4202 | 40-Ann_Arbor-Continental_US-CSS | [5 empty] | Yes
|  |  | CLINICAL WORKSTATION |  |  | Pre-Op PACU 4 and 6 |  |  | PAV |  | LEVEL 4 | 4-202 |  |  | 6 | 3 | PHONE/WORKSTATION | WIRED SPARE |  |  | SPARE | [6 empty] | IDF 4-122C |  | 55471 | 7346155471 |  | 8811 | PAV-4-202--6 | PAV-CLINICAL PRE-OP 4202 | 40-Ann_Arbor-Continental_US-CSS | [5 empty] | Yes
|  |  | CLINICAL WORKSTATION |  |  | Pre-Op PACU 4 and 6 |  |  | PAV |  | LEVEL 4 | 4-202 |  |  | 2 | 3 | WORKSTATION | ANLG-RED PHONE |  |  | SPARE | [6 empty] | IDF 4-122C |  | RED PHONE |  |  | RED PHONE | PAV-4-202--2 | PAV-4-202--2 RED PHONE |  | RED PHONE | [11 empty] | RED PHONE
|  |  | MEDICATION |  |  | PHARMACY/NURSING |  |  | PAV |  | LEVEL 4 | 4-218 |  |  | 2 | 3 | PHONE | WIRED SPARE |  |  | SPARE | [6 empty] | IDF 4-122C |  | 55498 | 7346155498 |  | 8811 | PAV-4-218--2 | PAV-MED RM 4218 | 40-Ann_Arbor-Continental_US-CSS | [5 empty] | No
|  |  | PHARMACY |  |  | Pharmacy |  |  | PAV |  | LEVEL 4 | 4-251 |  |  | 1 | 3 | PHONE/WORKSTATION | PRINTER |  |  | SPARE | [6 empty] | IDF 4-122C |  | 55519 | 7346155519 |  | 8811 | PAV-4-251--1 | PAV-PHARMACY 4251 | 40-Ann_Arbor-Continental_US-CSS | [5 empty] | No
|  |  | PHARMACY |  |  | Pharmacy |  |  | PAV |  | LEVEL 4 | 4-251 |  |  | 3 | 3 | PHONE/WORKSTATION | LABEL PRINTER |  |  | SPARE | [6 empty] | IDF 4-122C |  | 55536 | 7346155536 |  | 8811 | PAV-4-251--3 | PAV-PHARMACY 4251 | 40-Ann_Arbor-Continental_US-CSS | [5 empty] | No
|  |  | PHARMACY |  |  | Pharmacy |  |  | PAV |  | LEVEL 4 | 4-251 |  |  | 14 | 3 | PHONE/WORKSTATION | LABEL PRINTER |  |  | SPARE | [6 empty] | IDF 4-122C |  | 55608 | 7346155608 |  | 8811 | PAV-4-251--14 | PAV-PHARMACY 4251 | 40-Ann_Arbor-Continental_US-CSS | [5 empty] | No
|  |  | CLINICAL WORKSTATION |  |  | Pre-Op PACU 4 and 6 |  |  | PAV |  | LEVEL 4 | 4-282 |  |  | 1 | 3 | PHONE/WORKSTATION |  |  |  | SPARE | [6 empty] | IDF 4-122C |  | 55623 | 7346155623 |  | 8811 | PAV-4-282--1 | PAV-CLINICAL PRE-OP 4282 | 40-Ann_Arbor-Continental_US-CSS | [5 empty] | No
|  |  | CLINICAL WORKSTATION |  |  | Pre-Op PACU 4 and 6 |  |  | PAV |  | LEVEL 4 | 4-282 |  |  | 3 | 3 | PHONE/WORKSTATION | PRINTER |  |  | SPARE | [6 empty] | IDF 4-122C |  | 55634 | 7346155634 |  | 8811 | PAV-4-282--3 | PAV-CLINICAL PRE-OP 4282 | 40-Ann_Arbor-Continental_US-CSS | [5 empty] | No
|  |  | CLINICAL WORKSTATION |  |  | Pre-Op PACU 4 and 6 |  |  | PAV |  | LEVEL 4 | 4-282 |  |  | 7 | 3 | PHONE/WORKSTATION | WIRED SPARE |  |  | SPARE | [6 empty] | IDF 4-122C |  | 55637 | 7346155637 |  | 8811 | PAV-4-282--7 | PAV-CLINICAL PRE-OP 4282 | 40-Ann_Arbor-Continental_US-CSS | [5 empty] | No
|  |  | CLINICAL WORKSTATION |  |  | Pre-Op PACU 4 and 6 |  |  | PAV |  | LEVEL 4 | 4-282 |  |  | 1 | 3 |  | ANLG-RED PHONE | [9 empty] | IDF 4-122C |  | RED PHONE |  |  | RED PHONE | PAV-4-282--1 | PAV-4-282--1 RED PHONE |  | RED PHONE | [11 empty] | RED PHONE
|  |  | MEDICATION |  |  | PHARMACY/NURSING |  |  | PAV |  | LEVEL 4 | 4-284 |  |  | 2 | 3 | PHONE | WIRED SPARE |  |  | SPARE | [6 empty] | IDF 4-122C |  | 55641 | 7346155641 |  | 8811 | PAV-4-284--2 | PAV-MED RM 4284 | 40-Ann_Arbor-Continental_US-CSS | [5 empty] | No
|  |  | OR FRONT DESK |  |  | PERIOP SERVICES |  |  | PAV |  | LEVEL 4 | 4-288 |  |  | 1 | 3 | PHONE/WORKSTATION | PRINTER |  |  | SPARE | [6 empty] | IDF 4-122C |  | 55642 | 7346155642 |  | 8811 | PAV-4-288--1 | PAV-OR FRONT DESK 4288 | 40-Ann_Arbor-Continental_US-CSS | [5 empty] | No
|  |  | OR FRONT DESK |  |  | PERIOP SERVICES |  |  | PAV |  | LEVEL 4 | 4-288 |  |  | 2 | 3 | PHONE/WORKSTATION | WIRED SPARE |  |  | SPARE | [6 empty] | IDF 4-122C |  | 55645 | 7346155645 |  | 8811 | PAV-4-288--2 | PAV-OR FRONT DESK 4288 | 40-Ann_Arbor-Continental_US-CSS | [5 empty] | No
|  |  | OR FRONT DESK |  |  | PERIOP SERVICES |  |  | PAV |  | LEVEL 4 | 4-288 |  |  | 3 | 3 | PHONE/WORKSTATION | WIRED SPARE |  |  | SPARE | [6 empty] | IDF 4-122C |  | 55646 | 7346155646 |  | 8811 | PAV-4-288--3 | PAV-OR FRONT DESK 4288 | 40-Ann_Arbor-Continental_US-CSS | [5 empty] | No
|  |  | OR FRONT DESK |  |  | PERIOP SERVICES |  |  | PAV |  | LEVEL 4 | 4-288 |  |  | 4 | 3 | PRINTER | FAX |  |  | SPARE | [6 empty] | IDF 4-122C |  | 55661 | 7346155661 |  | 8811 | PAV-4-288--4 | PAV-OR FRONT DESK 4288 | 40-Ann_Arbor-Continental_US-CSS | [5 empty] | Yes | [6 empty] | CPUG OR B
|  |  | OR FRONT DESK |  |  | PERIOP SERVICES |  |  | PAV |  | LEVEL 4 | 4-288 |  |  | 5 | 3 | PHONE/WORKSTATION | WIRED SPARE |  |  | SPARE | [6 empty] | IDF 4-122C |  | 55692 | 7346155692 |  | 8811 | PAV-4-288--5 | PAV-OR FRONT DESK 4288 | 40-Ann_Arbor-Continental_US-CSS | [5 empty] | Yes | [6 empty] | CPUG OR B
|  |  | OR FRONT DESK |  |  | PERIOP SERVICES |  |  | PAV |  | LEVEL 4 | 4-288 |  |  | 7 | 3 | PHONE/WORKSTATION | LABEL PRINTER |  |  | SPARE | [6 empty] | IDF 4-122C |  | 55693 | 7346155693 |  | 8811 | PAV-4-288--7 | PAV-OR FRONT DESK 4288 | 40-Ann_Arbor-Continental_US-CSS | [5 empty] | Yes | [6 empty] | CPUG OR B, ADDING LOCATION 8 FOR PRINTER W/FAX
|  |  | ANESTHESIA WORKROOM |  |  | ANESTHIA |  |  | PAV |  | LEVEL 4 | 4-301 |  |  | 15 | AS | PHONE | WIRED SPARE |  |  | WORKSTATION |  |  | PHYSIO MONITOR |  |  |  | IDF 4-122C |  | 55804 | 7346155804 |  | 8811 | PAV-4-301--15 | PAV-ANES WKRM 4301 | 40-Ann_Arbor-Continental_US-CSS | [5 empty] | No
|  |  | OFFICE, NURSING SERVICE LEAD |  |  | PERIOP SERVICES |  |  | PAV |  | LEVEL 4 | 4-303 |  |  | 1 | 3 | PHONE/WORKSTATION | WIRED SPARE |  |  | SPARE | [6 empty] | IDF 4-122C |  | 55829 | 7346155829 |  | 8811 | PAV-4-303--1 | PAV-RN LEAD OFC 4303 | 40-Ann_Arbor-Continental_US-CSS | [5 empty] | Yes
|  |  | OFFICE, NURSING SERVICE LEAD |  |  | PERIOP SERVICES |  |  | PAV |  | LEVEL 4 | 4-303 |  |  | 2 | 3 | PHONE/WORKSTATION | WIRED SPARE |  |  | SPARE | [6 empty] | IDF 4-122C |  | 55855 | 7346155855 |  | 8811 | PAV-4-303--2 | PAV-RN LEAD OFC 4303 | 40-Ann_Arbor-Continental_US-CSS | [5 empty] | Yes
|  |  | OFFICE, NURSING SERVICE LEAD |  |  | PERIOP SERVICES |  |  | PAV |  | LEVEL 4 | 4-303 |  |  | 3 | 3 | PHONE/WORKSTATION | WIRED SPARE |  |  | SPARE | [6 empty] | IDF 4-122C |  | 55863 | 7346155863 |  | 8811 | PAV-4-303--3 | PAV-RN LEAD OFC 4303 | 40-Ann_Arbor-Continental_US-CSS | [5 empty] | Yes
|  |  | PERFUSION PUMP ROOM |  |  | PERFUSION |  |  | PAV |  | LEVEL 4 | 4-307 |  |  | 2 | 3 | PHONE/WORKSTATION | PRINTER |  |  | SPARE | [6 empty] | IDF 4-122C |  | 55885 | 7346155885 |  | 8811 | PAV-4-307--2 | PAV-PERF PUMP RM 4307 | 40-Ann_Arbor-Continental_US-CSS | [5 empty] | No
|  |  | IMAGING, TECH WORKROOM |  |  | RADIOLOGY |  |  | PAV |  | LEVEL 4 | 4-311 |  |  | 1 | 3 | PHONE/WORKSTATION | WIRED SPARE |  |  | SPARE | [6 empty] | IDF 4-304C |  | 55922 | 7346155922 |  | 8811 | PAV-4-311--1 | PAV-RAD IMAGING WKRM 4311 | 40-Ann_Arbor-Continental_US-CSS | [5 empty] | No
|  |  | STERILE CORE |  |  | PERIOP SERVICES |  |  | PAV |  | LEVEL 4 | 4-314 |  |  | 19 | 3 | PHONE/WORKSTATION | WIRED SPARE |  |  | SPARE | [6 empty] | IDF 4-304C |  | 55928 | 7346155928 |  | 8811 | PAV-4-314--19 | PAV-STERILE CORE 4314 | 40-Ann_Arbor-Continental_US-CSS | [5 empty] | No
|  |  | OPERATING ROOM |  |  | OR |  |  | PAV | OR 11 | LEVEL 4 | 4-316 |  |  | 10 | AS | PHONE | WIRED SPARE |  |  | WORKSTATION |  |  | PHYSIO MONITOR |  |  |  | IDF 4-304C |  | 55937 | 7346155937 |  | ANLG-CPE | PAV-4-316--10 | PAV-OR ANES 4316 | 40-Ann_Arbor-Continental_US-CSS | [5 empty] | No |  |  |  |  | ANLG-CPE |  | New shared DID in OR 11 (ANES)
|  |  | OPERATING ROOM |  |  | OR |  |  | PAV | OR 11 | LEVEL 4 | 4-316 |  |  | 28 | AS | PHONE | WIRED SPARE |  |  | WORKSTATION |  |  | PHYSIO MONITOR |  |  |  | IDF 4-304C |  | 55937 | 7346155937 |  | ANLG-CPE | PAV-4-316--28 | PAV-OR ANES 4316 | 40-Ann_Arbor-Continental_US-CSS | [5 empty] | No |  |  |  |  | ANLG-CPE |  | New shared DID in OR 11 (ANES)
|  |  | OPERATING ROOM |  |  | OR |  |  | PAV | OR 11 | LEVEL 4 | 4-316 |  |  | 15 | 3 | PHONE/WORKSTATION | WIRED SPARE |  |  | SPARE | [6 empty] | IDF 4-304C |  | 55981 | 7346155981 |  | 8811 | PAV-4-316--15 | PAV-OR 11 4316 | 40-Ann_Arbor-Continental_US-CSS | [5 empty] | No
|  |  | OPERATING ROOM |  |  | OR |  |  | PAV | OR 11 | LEVEL 4 | 4-316 |  |  | 20 | 3 | PHONE/WORKSTATION | WIRED SPARE |  |  | SPARE | [6 empty] | IDF 4-304C |  | 55982 | 7346155982 |  | 8811 | PAV-4-316--20 | PAV-OR 11 4316 | 40-Ann_Arbor-Continental_US-CSS | [5 empty] | No
|  |  | OPERATING ROOM |  |  | OR |  |  | PAV | OR 13 | LEVEL 4 | 4-318 |  |  | 12 | AS | PHONE | WIRED SPARE |  |  | WORKSTATION |  |  | PHYSIO MONITOR |  |  |  | IDF 4-304C |  | 55937 | 7346155937 |  | ANLG-CPE | PAV-4-318--12 | PAV-OR ANES 4318 | 40-Ann_Arbor-Continental_US-CSS | [5 empty] | No |  |  |  |  | ANLG-CPE |  | New shared DID in OR 13 (ANES)
|  |  | OPERATING ROOM |  |  | OR |  |  | PAV | OR 13 | LEVEL 4 | 4-318 |  |  | 28 | AS | PHONE | WIRED SPARE |  |  | WORKSTATION |  |  | PHYSIO MONITOR |  |  |  | IDF 4-304C |  | 55937 | 7346155937 |  | ANLG-CPE | PAV-4-318--28 | PAV-OR ANES 4318 | 40-Ann_Arbor-Continental_US-CSS | [5 empty] | No |  |  |  |  | ANLG-CPE |  | New shared DID in OR 13 (ANES)
|  |  | OPERATING ROOM |  |  | OR |  |  | PAV | OR 13 | LEVEL 4 | 4-318 |  |  | 15 | 3 | PHONE/WORKSTATION | WIRED SPARE |  |  | SPARE | [6 empty] | IDF 4-304C |  | 56004 | 7346156004 |  | 8811 | PAV-4-318--15 | PAV-OR 13 4318 | 40-Ann_Arbor-Continental_US-CSS | [5 empty] | No
|  |  | OPERATING ROOM |  |  | OR |  |  | PAV | OR 13 | LEVEL 4 | 4-318 |  |  | 20 | 3 | PHONE/WORKSTATION | WIRED SPARE |  |  | SPARE | [6 empty] | IDF 4-304C |  | 56006 | 7346156006 |  | 8811 | PAV-4-318--20 | PAV-OR 13 4318 | 40-Ann_Arbor-Continental_US-CSS | [5 empty] | No
|  |  | OPERATING ROOM |  |  | OR |  |  | PAV | OR 15 | LEVEL 4 | 4-322 |  |  | 12 | AS | PHONE | WIRED SPARE |  |  | WORKSTATION |  |  | PHYSIO MONITOR |  |  |  | IDF 4-304C |  | 56010 | 7346156010 |  | ANLG-CPE | PAV-4-322--12 | PAV-OR ANES 4322 | 40-Ann_Arbor-Continental_US-CSS | [5 empty] | No |  |  |  |  | ANLG-CPE |  | New shared DID in OR 15 (ANES)
|  |  | OPERATING ROOM |  |  | OR |  |  | PAV | OR 15 | LEVEL 4 | 4-322 |  |  | 28 | AS | PHONE | WIRED SPARE |  |  | WORKSTATION |  |  | PHYSIO MONITOR |  |  |  | IDF 4-304C |  | 56010 | 7346156010 |  | ANLG-CPE | PAV-4-322--28 | PAV-OR ANES 4322 | 40-Ann_Arbor-Continental_US-CSS | [5 empty] | No |  |  |  |  | ANLG-CPE |  | New shared DID in OR 15 (ANES)
|  |  | OPERATING ROOM |  |  | OR |  |  | PAV | OR 15 | LEVEL 4 | 4-322 |  |  | 16 | 3 | PHONE/WORKSTATION | WIRED SPARE |  |  | SPARE | [6 empty] | IDF 4-304C |  | 56017 | 7346156017 |  | 8811 | PAV-4-322--16 | PAV-OR 15 4322 | 40-Ann_Arbor-Continental_US-CSS | [5 empty] | No
|  |  | OPERATING ROOM |  |  | OR |  |  | PAV | OR 15 | LEVEL 4 | 4-322 |  |  | 19 | 3 | PHONE/WORKSTATION | WIRED SPARE |  |  | SPARE | [6 empty] | IDF 4-304C |  | 56018 | 7346156018 |  | 8811 | PAV-4-322--19 | PAV-OR 15 4322 | 40-Ann_Arbor-Continental_US-CSS | [5 empty] | No
|  |  | OPERATING ROOM |  |  | OR |  |  | PAV | OR 17 | LEVEL 4 | 4-324 |  |  | 15 | 3 | PHONE/WORKSTATION | WIRED SPARE |  |  | SPARE | [6 empty] | IDF 4-238C |  | 56019 | 7346156019 |  | 8811 | PAV-4-324--15 | PAV-OR 17 4324 | 40-Ann_Arbor-Continental_US-CSS | [5 empty] | No
|  |  | OPERATING ROOM |  |  | OR |  |  | PAV | OR 17 | LEVEL 4 | 4-324 |  |  | 18 | 3 | PHONE/WORKSTATION | WIRED SPARE |  |  | SPARE | [6 empty] | IDF 4-238C |  | 56020 | 7346156020 |  | 8811 | PAV-4-324--18 | PAV-OR 17 4324 | 40-Ann_Arbor-Continental_US-CSS | [5 empty] | No
|  |  | OPERATING ROOM |  |  | OR |  |  | PAV | OR 17 | LEVEL 4 | 4-324 |  |  | 12 | AS | PHONE | WIRED SPARE |  |  | WORKSTATION |  |  | PHYSIO MONITOR |  |  |  | IDF 4-238C |  | 56034 | 7346156034 |  | ANLG-CPE | PAV-4-324--12 | PAV-OR ANES 4324 | 40-Ann_Arbor-Continental_US-CSS | [5 empty] | No |  |  |  |  | ANLG-CPE |  | New shared DID in OR 17 (ANES)
|  |  | OPERATING ROOM |  |  | OR |  |  | PAV | OR 17 | LEVEL 4 | 4-324 |  |  | 28 | AS | PHONE | WIRED SPARE |  |  | WORKSTATION |  |  | PHYSIO MONITOR |  |  |  | IDF 4-238C |  | 56034 | 7346156034 |  | ANLG-CPE | PAV-4-324--28 | PAV-OR ANES 4324 | 40-Ann_Arbor-Continental_US-CSS | [5 empty] | No |  |  |  |  | ANLG-CPE |  | New shared DID in OR 17 (ANES)
|  |  | OPERATING ROOM |  |  | OR |  |  | PAV | OR 19 | LEVEL 4 | 4-326 |  |  | 12 | AS | PHONE | WIRED SPARE |  |  | WORKSTATION |  |  | PHYSIO MONITOR |  |  |  | IDF 4-238C |  | 56035 | 7346156035 |  | ANLG-CPE | PAV-4-326--12 | PAV-OR ANES 4326 | 40-Ann_Arbor-Continental_US-CSS | [5 empty] | No |  |  |  |  | ANLG-CPE |  | New shared DID in OR 19 (ANES)
|  |  | OPERATING ROOM |  |  | OR |  |  | PAV | OR 19 | LEVEL 4 | 4-326 |  |  | 28 | AS | PHONE | ACTIVATE |  |  | WORKSTATION |  |  | PHYSIO MONITOR |  |  |  | IDF 4-238C |  | 56035 | 7346156035 |  | ANLG-CPE | PAV-4-326--28 | PAV-OR ANES 4326 | 40-Ann_Arbor-Continental_US-CSS | [5 empty] | No |  |  |  |  | ANLG-CPE |  | New shared DID in OR 19 (ANES)
|  |  | OPERATING ROOM |  |  | OR |  |  | PAV | OR 19 | LEVEL 4 | 4-326 |  |  | 15 | 3 | PHONE/WORKSTATION | WIRED SPARE |  |  | SPARE | [6 empty] | IDF 4-238C |  | 56037 | 7346156037 |  | 8811 | PAV-4-326--15 | PAV-OR 19 4326 | 40-Ann_Arbor-Continental_US-CSS | [5 empty] | No
|  |  | OPERATING ROOM |  |  | OR |  |  | PAV | OR 19 | LEVEL 4 | 4-326 |  |  | 18 | 3 | PHONE/WORKSTATION | WIRED SPARE |  |  | SPARE | [6 empty] | IDF 4-238C |  | 56039 | 7346156039 |  | 8811 | PAV-4-326--18 | PAV-OR 19 4326 | 40-Ann_Arbor-Continental_US-CSS | [5 empty] | No
|  |  | OPERATING ROOM |  |  | OR |  |  | PAV | OR 21 | LEVEL 4 | 4-328 |  |  | 10 | AS | PHONE | WIRED SPARE |  |  | WORKSTATION |  |  | PHYSIO MONITOR |  |  |  | IDF 4-238C |  | 56106 | 7346156106 |  | ANLG-CPE | PAV-4-328--10 | PAV-OR ANES 4328 | 40-Ann_Arbor-Continental_US-CSS | [5 empty] | No |  |  |  |  | ANLG-CPE |  | New shared DID in OR 21 (ANES)
|  |  | OPERATING ROOM |  |  | OR |  |  | PAV | OR 21 | LEVEL 4 | 4-328 |  |  | 28 | AS | PHONE | WIRED SPARE |  |  | WORKSTATION |  |  | PHYSIO MONITOR |  |  |  | IDF 4-238C |  | 56106 | 7346156106 |  | ANLG-CPE | PAV-4-328--28 | PAV-OR ANES 4328 | 40-Ann_Arbor-Continental_US-CSS | [5 empty] | No |  |  |  |  | ANLG-CPE |  | New shared DID in OR 21 (ANES)
|  |  | OPERATING ROOM |  |  | OR |  |  | PAV | OR 21 | LEVEL 4 | 4-328 |  |  | 15 | 3 | PHONE/WORKSTATION | WIRED SPARE |  |  | SPARE | [6 empty] | IDF 4-238C |  | 56116 | 7346156116 |  | 8811 | PAV-4-328--15 | PAV-OR 21 4328 | 40-Ann_Arbor-Continental_US-CSS | [5 empty] | No
|  |  | OPERATING ROOM |  |  | OR |  |  | PAV | OR 21 | LEVEL 4 | 4-328 |  |  | 20 | 3 | PHONE/WORKSTATION | WIRED SPARE |  |  | SPARE | [6 empty] | IDF 4-238C |  | 56119 | 7346156119 |  | 8811 | PAV-4-328--20 | PAV-OR 21 4328 | 40-Ann_Arbor-Continental_US-CSS | [5 empty] | No
|  |  | FROZEN SECTION |  |  | PATHOLOGY |  |  | PAV |  | LEVEL 4 | 4-331 |  |  | 7 | 3 | PHONE/WORKSTATION | MEDICAL EQUIPMENT-FIXED |  |  | SPARE | [6 empty] | IDF 4-304C |  | 56001 | 7346156001 |  | 8811 | PAV-4-331--7 | PAV-FROZEN SECT 4331 | 40-Ann_Arbor-Continental_US-CSS | [5 empty] | No
|  |  | FROZEN SECTION |  |  | PATHOLOGY |  |  | PAV |  | LEVEL 4 | 4-331 |  |  | 11 | 3 | PHONE/WORKSTATION | LABEL PRINTER |  |  | SPARE | [6 empty] | IDF 4-304C |  | 56131 | 7346156131 |  | 8811 | PAV-4-331--11 | PAV-FROZEN SECT 4331 | 40-Ann_Arbor-Continental_US-CSS | [5 empty] | No
|  |  | OPERATING ROOM |  |  | OR |  |  | PAV | OR 22 | LEVEL 4 | 4-334 |  |  | 23 | AS | PHONE | WIRED SPARE |  |  | WORKSTATION |  |  | PHYSIO MONITOR |  |  |  | IDF 4-238C |  | 56126 | 7346156126 |  | ANLG-CPE | PAV-4-334--23 | PAV-OR ANES 4334 | 40-Ann_Arbor-Continental_US-CSS | [5 empty] | No |  |  |  |  | ANLG-CPE |  | New shared DID in OR 22 (ANES)
|  |  | OPERATING ROOM |  |  | OR |  |  | PAV | OR 22 | LEVEL 4 | 4-334 |  |  | 29 | AS | PHONE | ACTIVATE |  |  | WORKSTATION |  |  | PHYSIO MONITOR |  |  |  | IDF 4-238C |  | 56126 | 7346156126 |  | ANLG-CPE | PAV-4-334--29 | PAV-OR ANES 4334 | 40-Ann_Arbor-Continental_US-CSS | [5 empty] | No |  |  |  |  | ANLG-CPE |  | New shared DID in OR 22 (ANES)
|  |  | OPERATING ROOM |  |  | OR |  |  | PAV | OR 22 | LEVEL 4 | 4-334 |  |  | 3 | 3 | PHONE | MEDICAL EQUIPMENT-MOBILE |  |  | SPARE | [6 empty] | IDF 4-238C |  | 56132 | 7346156132 |  | 8811 | PAV-4-334--3 | PAV-OR 22 4334 | 40-Ann_Arbor-Continental_US-CSS | [5 empty] | No
|  |  | OPERATING ROOM |  |  | OR |  |  | PAV | OR 22 | LEVEL 4 | 4-334 |  |  | 8 | 3 | PHONE/WORKSTATION | WIRED SPARE |  |  | SPARE | [6 empty] | IDF 4-238C |  | 56148 | 7346156148 |  | 8811 | PAV-4-334--8 | PAV-OR 22 4334 | 40-Ann_Arbor-Continental_US-CSS | [5 empty] | No
|  |  | OPERATING ROOM |  |  | OR |  |  | PAV | OR 20 | LEVEL 4 | 4-336 |  |  | 3 | 3 | PHONE | MEDICAL EQUIPMENT-MOBILE |  |  | SPARE | [6 empty] | IDF 4-238C |  | 56167 | 7346156167 |  | 8811 | PAV-4-336--3 | PAV-OR 20 4336 | 40-Ann_Arbor-Continental_US-CSS | [5 empty] | No
|  |  | OPERATING ROOM |  |  | OR |  |  | PAV | OR 20 | LEVEL 4 | 4-336 |  |  | 8 | 3 | PHONE/WORKSTATION | WIRED SPARE |  |  | SPARE | [6 empty] | IDF 4-238C |  | 56172 | 7346156172 |  | 8811 | PAV-4-336--8 | PAV-OR 20 4336 | 40-Ann_Arbor-Continental_US-CSS | [5 empty] | No
|  |  | OPERATING ROOM |  |  | OR |  |  | PAV | OR 20 | LEVEL 4 | 4-336 |  |  | 22 | AS | PHONE | WIRED SPARE |  |  | WORKSTATION |  |  | PHYSIO MONITOR |  |  |  | IDF 4-238C |  | 58018 | 7346158018 |  | ANLG-CPE | PAV-4-336--22 | PAV-OR ANES 4336 | 40-Ann_Arbor-Continental_US-CSS | [5 empty] | No |  |  |  |  | ANLG-CPE |  | New shared DID in OR 20 (ANES)
|  |  | OPERATING ROOM |  |  | OR |  |  | PAV | OR 20 | LEVEL 4 | 4-336 |  |  | 28 | AS | PHONE | ACTIVATE |  |  | WORKSTATION |  |  | PHYSIO MONITOR |  |  |  | IDF 4-238C |  | 58018 | 7346158018 |  | ANLG-CPE | PAV-4-336--28 | PAV-OR ANES 4336 | 40-Ann_Arbor-Continental_US-CSS | [5 empty] | No |  |  |  |  | ANLG-CPE |  | New shared DID in OR 20 (ANES)
|  |  | OPERATING ROOM |  |  | OR |  |  | PAV | OR 18 | LEVEL 4 | 4-338 |  |  | 3 | 3 | PHONE | MEDICAL EQUIPMENT-MOBILE |  |  | SPARE | [6 empty] | IDF 4-238C |  | 56190 | 7346156190 |  | 8811 | PAV-4-338--3 | PAV-OR 18 4338 | 40-Ann_Arbor-Continental_US-CSS | [5 empty] | No
|  |  | OPERATING ROOM |  |  | OR |  |  | PAV | OR 18 | LEVEL 4 | 4-338 |  |  | 6 | 3 | PHONE/WORKSTATION | WIRED SPARE |  |  | SPARE | [6 empty] | IDF 4-238C |  | 56195 | 7346156195 |  | 8811 | PAV-4-338--6 | PAV-OR 18 4338 | 40-Ann_Arbor-Continental_US-CSS | [5 empty] | No
|  |  | OPERATING ROOM |  |  | OR |  |  | PAV | OR 18 | LEVEL 4 | 4-338 |  |  | 22 | AS | PHONE | WIRED SPARE |  |  | WORKSTATION |  |  | PHYSIO MONITOR |  |  |  | IDF 4-238C |  | 58045 | 7346158045 |  | ANLG-CPE | PAV-4-338--22 | PAV-OR ANES 4338 | 40-Ann_Arbor-Continental_US-CSS | [5 empty] | No |  |  |  |  | ANLG-CPE |  | New shared DID in OR 18 (ANES)
|  |  | OPERATING ROOM |  |  | OR |  |  | PAV | OR 18 | LEVEL 4 | 4-338 |  |  | 28 | AS | PHONE | WIRED SPARE |  |  | WORKSTATION |  |  | PHYSIO MONITOR |  |  |  | IDF 4-238C |  | 58045 | 7346158045 |  | ANLG-CPE | PAV-4-338--28 | PAV-OR ANES 4338 | 40-Ann_Arbor-Continental_US-CSS | [5 empty] | No |  |  |  |  | ANLG-CPE |  | New shared DID in OR 18 (ANES)
|  |  | OFFICE, NURSING SERVICE LEAD |  |  | PERIOP SERVICES |  |  | PAV |  | LEVEL 4 | 4-342 |  |  | 3 | 3 | PHONE/WORKSTATION | WIRED SPARE |  |  | SPARE | [6 empty] | IDF 4-238C |  | 58034 | 7346158034 |  | 8811 | PAV-4-342--3 | PAV-RN LEAD OFC 4342 | 40-Ann_Arbor-Continental_US-CSS | [5 empty] | Yes
|  |  | OFFICE, NURSING SERVICE LEAD |  |  | PERIOP SERVICES |  |  | PAV |  | LEVEL 4 | 4-342 |  |  | 4 | 3 | PHONE/WORKSTATION | WIRED SPARE |  |  | SPARE | [6 empty] | IDF 4-238C |  | 58036 | 7346158036 |  | 8811 | PAV-4-342--4 | PAV-RN LEAD OFC 4342 | 40-Ann_Arbor-Continental_US-CSS | [5 empty] | Yes
|  |  | OFFICE, NURSING SERVICE LEAD |  |  | PERIOP SERVICES |  |  | PAV |  | LEVEL 4 | 4-342 |  |  | 5 | 3 | PHONE/WORKSTATION | WIRED SPARE |  |  | SPARE | [6 empty] | IDF 4-238C |  | 58055 | 7346158055 |  | 8811 | PAV-4-342--5 | PAV-RN LEAD OFC 4342 | 40-Ann_Arbor-Continental_US-CSS | [5 empty] | Yes
|  |  | OFFICE, NURSING SERVICE LEAD |  |  | PERIOP SERVICES |  |  | PAV |  | LEVEL 4 | 4-342 |  |  | 6 | 3 | PHONE/WORKSTATION | WIRED SPARE |  |  | SPARE | [6 empty] | IDF 4-238C |  | 58097 | 7346158097 |  | 8811 | PAV-4-342--6 | PAV-RN LEAD OFC 4342 | 40-Ann_Arbor-Continental_US-CSS | [5 empty] | Yes
|  |  | OPERATING ROOM |  |  | OR |  |  | PAV | OR 16 | LEVEL 4 | 4-344 |  |  | 22 | AS | PHONE | WIRED SPARE |  |  | WORKSTATION |  |  | PHYSIO MONITOR |  |  |  | IDF 4-304C |  | 58122 | 7346158122 |  | ANLG-CPE | PAV-4-344--22 | PAV-OR ANES 4344 | 40-Ann_Arbor-Continental_US-CSS | [5 empty] | No |  |  |  |  | ANLG-CPE |  | New shared DID in OR 16 (ANES)
|  |  | OPERATING ROOM |  |  | OR |  |  | PAV | OR 16 | LEVEL 4 | 4-344 |  |  | 28 | AS | PHONE | WIRED SPARE |  |  | WORKSTATION |  |  | PHYSIO MONITOR |  |  |  | IDF 4-304C |  | 58122 | 7346158122 |  | ANLG-CPE | PAV-4-344--28 | PAV-OR ANES 4344 | 40-Ann_Arbor-Continental_US-CSS | [5 empty] | No |  |  |  |  | ANLG-CPE |  | New shared DID in OR 16 (ANES)
|  |  | OPERATING ROOM |  |  | OR |  |  | PAV | OR 16 | LEVEL 4 | 4-344 |  |  | 3 | 3 | PHONE | MEDICAL EQUIPMENT-MOBILE |  |  | SPARE | [6 empty] | IDF 4-304C |  | 58166 | 7346158166 |  | 8811 | PAV-4-344--3 | PAV-OR 16 4344 | 40-Ann_Arbor-Continental_US-CSS | [5 empty] | Yes
|  |  | OPERATING ROOM |  |  | OR |  |  | PAV | OR 16 | LEVEL 4 | 4-344 |  |  | 8 | 3 | PHONE/WORKSTATION | WIRED SPARE |  |  | SPARE | [6 empty] | IDF 4-304C |  | 58184 | 7346158184 |  | 8811 | PAV-4-344--8 | PAV-OR 16 4344 | 40-Ann_Arbor-Continental_US-CSS | [5 empty] | Yes
|  |  | OPERATING ROOM |  |  | OR |  |  | PAV | OR 14 | LEVEL 4 | 4-346 |  |  | 3 | 3 | PHONE | MEDICAL EQUIPMENT-MOBILE |  |  | SPARE | [6 empty] | IDF 4-304C |  | 58145 | 7346158145 |  | 8811 | PAV-4-346--3 | PAV-OR 14 4346 | 40-Ann_Arbor-Continental_US-CSS | [5 empty] | Yes
|  |  | OPERATING ROOM |  |  | OR |  |  | PAV | OR 14 | LEVEL 4 | 4-346 |  |  | 8 | 3 | PHONE/WORKSTATION | WIRED SPARE |  |  | SPARE | [6 empty] | IDF 4-304C |  | 58154 | 7346158154 |  | 8811 | PAV-4-346--8 | PAV-OR 14 4346 | 40-Ann_Arbor-Continental_US-CSS | [5 empty] | Yes
|  |  | OPERATING ROOM |  |  | OR |  |  | PAV | OR 14 | LEVEL 4 | 4-346 |  |  | 23 | AS | PHONE | WIRED SPARE |  |  | WORKSTATION |  |  | PHYSIO MONITOR |  |  |  | IDF 4-304C |  | 58202 | 7346158202 |  | ANLG-CPE | PAV-4-346--23 | PAV-OR ANES 4346 | 40-Ann_Arbor-Continental_US-CSS | [5 empty] | No |  |  |  |  | ANLG-CPE |  | New shared DID in OR 14 (ANES)
|  |  | OPERATING ROOM |  |  | OR |  |  | PAV | OR 14 | LEVEL 4 | 4-346 |  |  | 29 | AS | PHONE | WIRED SPARE |  |  | WORKSTATION |  |  | PHYSIO MONITOR |  |  |  | IDF 4-304C |  | 58202 | 7346158202 |  | ANLG-CPE | PAV-4-346--29 | PAV-OR ANES 4346 | 40-Ann_Arbor-Continental_US-CSS | [5 empty] | No |  |  |  |  | ANLG-CPE |  | New shared DID in OR 14 (ANES)
|  |  | OPERATING ROOM |  |  | OR |  |  | PAV | OR 12 | LEVEL 4 | 4-348 |  |  | 3 | 3 | PHONE | MEDICAL EQUIPMENT-MOBILE |  |  | SPARE | [6 empty] | IDF 4-304C |  | 58204 | 7346158204 |  | 8811 | PAV-4-348--3 | PAV-OR 12 4348 | 40-Ann_Arbor-Continental_US-CSS | [5 empty] | Yes
|  |  | OPERATING ROOM |  |  | OR |  |  | PAV | OR 12 | LEVEL 4 | 4-348 |  |  | 8 | 3 | PHONE/WORKSTATION | WIRED SPARE |  |  | SPARE | [6 empty] | IDF 4-304C |  | 58207 | 7346158207 |  | 8811 | PAV-4-348--8 | PAV-OR 12 4348 | 40-Ann_Arbor-Continental_US-CSS | [5 empty] | Yes
|  |  | OPERATING ROOM |  |  | OR |  |  | PAV | OR 12 | LEVEL 4 | 4-348 |  |  | 22 | AS | PHONE | WIRED SPARE |  |  | WORKSTATION |  |  | PHYSIO MONITOR |  |  |  | IDF 4-304C |  | 58227 | 7346158227 |  | ANLG-CPE | PAV-4-348--22 | PAV-OR ANES 4348 | 40-Ann_Arbor-Continental_US-CSS | [5 empty] | No |  |  |  |  | ANLG-CPE |  | New DID in OR 12 (ANES) only one in the room. was second one missed?
|  |  | 2 OR SUPERVISORS OFFICE |  |  | PERIOP SERVICES |  |  | PAV |  | LEVEL 4 | 4-401 |  |  | 2 | 3 | PHONE/WORKSTATION | WIRED SPARE |  |  | SPARE | [6 empty] | IDF 4-238C |  | 58235 | 7346158235 |  | 8811 | PAV-4-401--2 | PAV-OR SPV OFC 4401 | 40-Ann_Arbor-Continental_US-CSS | [5 empty] | Yes
|  |  | 2 OR SUPERVISORS OFFICE |  |  | PERIOP SERVICES |  |  | PAV |  | LEVEL 4 | 4-401 |  |  | 3 | 3 | PHONE/WORKSTATION | PRINTER |  |  | SPARE | [6 empty] | IDF 4-238C |  | 58283 | 7346158283 |  | 8811 | PAV-4-401--3 | PAV-OR SPV OFC 4401 | 40-Ann_Arbor-Continental_US-CSS | [5 empty] | Yes
|  |  | TEAM ROOM |  |  | PAVILION CORE TEAM |  |  | PAV |  | LEVEL 4 | 4-403 |  |  | 1 | 3 | PHONE/WORKSTATION | WIRED SPARE |  |  | SPARE | [6 empty] | IDF 4-304C |  | 58326 | 7346158326 |  | 8811 | PAV-4-403--1 | PAV-TM RM 4403 | 40-Ann_Arbor-Continental_US-CSS | [5 empty] | No
|  |  | TEAM ROOM |  |  | PAVILION CORE TEAM |  |  | PAV |  | LEVEL 4 | 4-403 |  |  | 3 | 3 | PHONE/WORKSTATION | WIRED SPARE |  |  | SPARE | [6 empty] | IDF 4-304C |  | 58340 | 7346158340 |  | 8811 | PAV-4-403--3 | PAV-TM RM 4403 | 40-Ann_Arbor-Continental_US-CSS | [5 empty] | No
|  |  | TEAM ROOM |  |  | PAVILION CORE TEAM |  |  | PAV |  | LEVEL 4 | 4-403 |  |  | 6 | 3 | PHONE/WORKSTATION | WIRED SPARE |  |  | SPARE | [6 empty] | IDF 4-304C |  | 58355 | 7346158355 |  | 8811 | PAV-4-403--6 | PAV-TM RM 4403 | 40-Ann_Arbor-Continental_US-CSS | [5 empty] | No
|  |  | GENDER INCLUSIVE LOCKER ROOM |  |  | PAVILION CORE TEAM |  |  | PAV |  | LEVEL 4 | 4-405 |  |  | 1 | W | PHONE | [10 empty] | IDF 4-304C |  | 58376 | 7346158376 |  | 8811 | PAV-4-405--1 | PAV- GEN INC LOCKER RM 4405 | 00-Ann_Arbor-Internal-CSS | [5 empty] | No
|  |  | STORZ |  |  | PERIOP SERVICES |  |  | PAV |  | LEVEL 4 | 4-409 |  |  | 1 | 3 | PHONE/WORKSTATION | WIRED SPARE |  |  | SPARE | [6 empty] | IDF 4-304C |  | 58380 | 7346158380 |  | 8811 | PAV-4-409--1 | PAV-STORZ 4409 | 40-Ann_Arbor-Continental_US-CSS | [5 empty] | No
|  |  | STORZ |  |  | PERIOP SERVICES |  |  | PAV |  | LEVEL 4 | 4-409 |  |  | 3 | 3 | PHONE/WORKSTATION | WIRED SPARE |  |  | SPARE | [6 empty] | IDF 4-304C |  | 58382 | 7346158382 |  | 8811 | PAV-4-409--3 | PAV-STORZ 4409 | 40-Ann_Arbor-Continental_US-CSS | [5 empty] | No
|  |  | CORRIDOR |  |  | HOUSE PHONE |  |  | PAV |  | LEVEL 4 | 4-410Z |  |  | 1 | W | PHONE | [10 empty] | IDF 4-304C |  | 58395 | 7346158395 |  | 6901W | PAV-4-410Z--1 | PAV-CORR 4-410Z | 00-Ann_Arbor-Internal-CSS | [5 empty] | No
|  |  | TEAM ROOM |  |  | PAVILION CORE TEAM |  |  | PAV |  | LEVEL 4 | 4-427 |  |  | 2 | 3 | PHONE/WORKSTATION | WIRED SPARE |  |  | SPARE | [6 empty] | IDF 4-304C |  | 58410 | 7346158410 |  | 8811 | PAV-4-427--2 | PAV-TM RM 4427 | 40-Ann_Arbor-Continental_US-CSS | [5 empty] | No
|  |  | TEAM ROOM |  |  | PAVILION CORE TEAM |  |  | PAV |  | LEVEL 4 | 4-427 |  |  | 5 | 3 | PHONE/WORKSTATION | WIRED SPARE |  |  | SPARE | [6 empty] | IDF 4-304C |  | 58457 | 7346158457 |  | 8811 | PAV-4-427--5 | PAV-TM RM 4427 | 40-Ann_Arbor-Continental_US-CSS | [5 empty] | No
|  |  | TEAM ROOM |  |  | PAVILION CORE TEAM |  |  | PAV |  | LEVEL 4 | 4-427 |  |  | 6 | 3 | PHONE/WORKSTATION | WIRED SPARE |  |  | SPARE | [6 empty] | IDF 4-304C |  | 58512 | 7346158512 |  | 8811 | PAV-4-427--6 | PAV-TM RM 4427 | 40-Ann_Arbor-Continental_US-CSS | [5 empty] | No
|  |  | PHYSICIAN LOUNGE |  |  | PAVILION CORE TEAM |  |  | PAV |  | LEVEL 4 | 4-429 |  |  | 2 | 1 | PHONE/WORKSTATION | [10 empty] | IDF 4-304C |  | 58529 | 7346158529 |  | 8811 | PAV-4-429--2 | PAV-PHYS LOUNGE 4429 | 40-Ann_Arbor-Continental_US-CSS | [5 empty] | No
|  |  | PHYSICIAN LOUNGE |  |  | PAVILION CORE TEAM |  |  | PAV |  | LEVEL 4 | 4-429 |  |  | 3 | 1 | PHONE/WORKSTATION | [10 empty] | IDF 4-304C |  | 58551 | 7346158551 |  | 8811 | PAV-4-429--3 | PAV-PHYS LOUNGE 4429 | 40-Ann_Arbor-Continental_US-CSS | [5 empty] | No
|  |  | PHYSICIAN LOUNGE |  |  | PAVILION CORE TEAM |  |  | PAV |  | LEVEL 4 | 4-429 |  |  | 4 | 1 | PHONE/WORKSTATION | [10 empty] | IDF 4-304C |  | 58561 | 7346158561 |  | 8811 | PAV-4-429--4 | PAV-PHYS LOUNGE 4429 | 40-Ann_Arbor-Continental_US-CSS | [5 empty] | No
|  |  | PHYSICIAN LOUNGE |  |  | PAVILION CORE TEAM |  |  | PAV |  | LEVEL 4 | 4-429 |  |  | 5 | 1 | PHONE/WORKSTATION | [10 empty] | IDF 4-304C |  | 58574 | 7346158574 |  | 8811 | PAV-4-429--5 | PAV-PHYS LOUNGE 4429 | 40-Ann_Arbor-Continental_US-CSS | [5 empty] | No
|  |  | CONFERENCE ROOM |  |  | PAVILION CORE TEAM |  |  | PAV |  | LEVEL 4 | 4-431 |  |  | 4 | 3 | PHONE | WIRED SPARE |  |  | SPARE | [6 empty] | IDF 4-304C |  | 58597 | 7346158597 |  | 8811 | PAV-4-431--4 | PAV-CONF RM 4431 | 40-Ann_Arbor-Continental_US-CSS | [5 empty] | No
|  |  | WORKSTATIONS, ANESTHESIA |  |  | ANESTHESIA OFFICES |  |  | PAV |  | LEVEL 4 | 4-433 |  |  | 1 | 3 | WORKSTATION | FAX |  |  | PRINTER | [6 empty] | IDF 4-238C |  | 56060 | 7346156060 |  | ANLG-FAX | PAV-4-433--1 | PAV-FAX ANES OFC 4433 | 40-Ann_Arbor-Continental_US-CSS | [5 empty] | No |  |  |  |  | ANLG-FAX
|  |  | WORKSTATIONS, ANESTHESIA |  |  | ANESTHESIA OFFICES |  |  | PAV |  | LEVEL 4 | 4-433 |  |  | 2 | 3 | PHONE/WORKSTATION | WIRED SPARE |  |  | SPARE | [6 empty] | IDF 4-238C |  | 58643 | 7346158643 |  | 8811 | PAV-4-433--2 | PAV-ANES OFC 4433 | 40-Ann_Arbor-Continental_US-CSS | [5 empty] | No
|  |  | WORKSTATIONS, ANESTHESIA |  |  | ANESTHESIA OFFICES |  |  | PAV |  | LEVEL 4 | 4-433 |  |  | 6 | 3 | PHONE/WORKSTATION | WIRED SPARE |  |  | SPARE | [6 empty] | IDF 4-238C |  | 58714 | 7346158714 |  | 8811 | PAV-4-433--6 | PAV-ANES OFC 4433 | 40-Ann_Arbor-Continental_US-CSS | [5 empty] | No
|  |  | WORKSTATIONS, ANESTHESIA |  |  | ANESTHESIA OFFICES |  |  | PAV |  | LEVEL 4 | 4-433 |  |  | 8 | 3 | PHONE/WORKSTATION | WIRED SPARE |  |  | SPARE | [6 empty] | IDF 4-238C |  | 58772 | 7346158772 |  | 8811 | PAV-4-433--8 | PAV-ANES OFC 4433 | 40-Ann_Arbor-Continental_US-CSS | [5 empty] | No
|  |  | WORKSTATIONS, ANESTHESIA |  |  | ANESTHESIA OFFICES |  |  | PAV |  | LEVEL 4 | 4-433 |  |  | 9 | 3 | PHONE/WORKSTATION | WIRED SPARE |  |  | SPARE | [6 empty] | IDF 4-238C |  | 58780 | 7346158780 |  | 8811 | PAV-4-433--9 | PAV-ANES OFC 4433 | 40-Ann_Arbor-Continental_US-CSS | [5 empty] | No
|  |  | OFFICE |  |  | ANESTHESIA OFFICES |  |  | PAV |  | LEVEL 4 | 4-433A |  |  | 1 | 3 | PHONE/WORKSTATION | WIRED SPARE |  |  | SPARE | [6 empty] | IDF 4-238C |  | 58786 | 7346158786 |  | 8811 | PAV-4-433A--1 | PAV-ANES OFC 4433A | 40-Ann_Arbor-Continental_US-CSS | [5 empty] | No
|  |  | OFFICE |  |  | ANESTHESIA OFFICES |  |  | PAV |  | LEVEL 4 | 4-433A |  |  | 2 | 3 | PHONE/WORKSTATION | WIRED SPARE |  |  | SPARE | [6 empty] | IDF 4-238C |  | 58793 | 7346158793 |  | 8811 | PAV-4-433A--2 | PAV-ANES OFC 4433A | 40-Ann_Arbor-Continental_US-CSS | [5 empty] | No
|  |  | OFFICE |  |  | ANESTHESIA OFFICES |  |  | PAV |  | LEVEL 4 | 4-433B |  |  | 1 | 3 | PHONE/WORKSTATION | WIRED SPARE |  |  | SPARE | [6 empty] | IDF 4-238C |  | 58794 | 7346158794 |  | 8811 | PAV-4-433B--1 | PAV-ANES OFC 4433B | 40-Ann_Arbor-Continental_US-CSS | [5 empty] | No
|  |  | OFFICE |  |  | ANESTHESIA OFFICES |  |  | PAV |  | LEVEL 4 | 4-433B |  |  | 2 | 3 | PHONE/WORKSTATION | WIRED SPARE |  |  | SPARE | [6 empty] | IDF 4-238C |  | 58795 | 7346158795 |  | 8811 | PAV-4-433B--2 | PAV-ANES OFC 4433B | 40-Ann_Arbor-Continental_US-CSS | [5 empty] | No
|  |  | OFFICE |  |  | ANESTHESIA OFFICES |  |  | PAV |  | LEVEL 4 | 4-433D |  |  | 1 | 3 | PHONE/WORKSTATION | WIRED SPARE |  |  | SPARE | [6 empty] | IDF 4-238C |  | 58813 | 7346158813 |  | 8811 | PAV-4-433D--1 | PAV-ANES OFC 4433D | 40-Ann_Arbor-Continental_US-CSS | [5 empty] | No
|  |  | OFFICE |  |  | ANESTHESIA OFFICES |  |  | PAV |  | LEVEL 4 | 4-433D |  |  | 2 | 3 | PHONE/WORKSTATION | WIRED SPARE |  |  | SPARE | [6 empty] | IDF 4-238C |  | 58818 | 7346158818 |  | 8811 | PAV-4-433D--2 | PAV-ANES OFC 4433D | 40-Ann_Arbor-Continental_US-CSS | [5 empty] | No
|  |  | OFFICE |  |  | ANESTHESIA OFFICES |  |  | PAV |  | LEVEL 4 | 4-433F |  |  | 4 | 3 | PHONE/WORKSTATION | WIRED SPARE |  |  | SPARE | [6 empty] | IDF 4-238C |  | 58819 | 7346158819 |  | 8811 | PAV-4-433F--4 | PAV-ANES OFC 4433F | 40-Ann_Arbor-Continental_US-CSS | [5 empty] | No
|  |  | OFFICE |  |  | ANESTHESIA OFFICES |  |  | PAV |  | LEVEL 4 | 4-433G |  |  | 1 | 3 | PHONE/WORKSTATION | WIRED SPARE |  |  | SPARE | [6 empty] | IDF 4-238C |  | 58825 | 7346158825 |  | 8811 | PAV-4-433G--1 | PAV-ANES OFC 4433G | 40-Ann_Arbor-Continental_US-CSS | [5 empty] | No
|  |  | OFFICE |  |  | ANESTHESIA OFFICES |  |  | PAV |  | LEVEL 4 | 4-433H |  |  | 1 | 3 | PHONE/WORKSTATION | WIRED SPARE |  |  | SPARE | [6 empty] | IDF 4-238C |  | 58835 | 7346158835 |  | 8811 | PAV-4-433H--1 | PAV-ANES OFC 4433H | 40-Ann_Arbor-Continental_US-CSS | [5 empty] | No
|  |  | OFFICE |  |  | ANESTHESIA OFFICES |  |  | PAV |  | LEVEL 4 | 4-433H |  |  | 3 | 3 | PHONE/WORKSTATION | WIRED SPARE |  |  | SPARE | [6 empty] | IDF 4-238C |  | 58836 | 7346158836 |  | 8811 | PAV-4-433H--3 | PAV-ANES OFC 4433H | 40-Ann_Arbor-Continental_US-CSS | [5 empty] | No
|  |  | INFORMATICS COORDINATOR |  |  | PERIOP SERVICES |  |  | PAV |  | LEVEL 4 | 4-439 |  |  | 1 | 3 | PHONE/WORKSTATION | WIRED SPARE |  |  | SPARE | [6 empty] | IDF 4-238C |  | 58848 | 7346158848 |  | 8811 | PAV-4-439--1 | PAV-INFORMATICS COOR 4439 | 40-Ann_Arbor-Continental_US-CSS | [5 empty] | Yes
|  |  | INFORMATICS COORDINATOR |  |  | PERIOP SERVICES |  |  | PAV |  | LEVEL 4 | 4-439 |  |  | 2 | 3 | PHONE/WORKSTATION | WIRED SPARE |  |  | SPARE | [6 empty] | IDF 4-238C |  | 58890 | 7346158890 |  | 8811 | PAV-4-439--2 | PAV-INFORMATICS COOR 4439 | 40-Ann_Arbor-Continental_US-CSS | [5 empty] | Yes
|  |  | FAMILY LOUNGE |  |  | PAVILION CORE TEAM |  |  | PAV |  | LEVEL 5 | 5-001 |  |  | 2 | W | PHONE | [10 empty] | IDF 5-304C |  | 58913 | 7346158913 |  | 6901W | PAV-5-001--2 | PAV-FAMILY LOUNGE 5001 | 00-Ann_Arbor-Internal-CSS | [5 empty] | No
|  |  | CORRIDOR |  |  | HOUSE PHONE |  |  | PAV |  | LEVEL 5 | 5-010Z-A |  |  | 1 | W | PHONE | [10 empty] | IDF 5-304C |  | 58926 | 7346158926 |  | 6901W | PAV-5-010Z-A--1 | PAV-CORR 5-010Z | 00-Ann_Arbor-Internal-CSS | [5 empty] | No
|  |  | ICU PATIENT RM |  |  | PAVILION CORE TEAM_NRS |  |  | PAV | 5-01 | LEVEL 5 | 5-101 |  |  | 6 | 1 | PT PHONE | [10 empty] | IDF 5-122C |  | 29817 | 7342329817 |  | PT PHONE | PAV-5-101--6 | PAV-INTERNAL CALLER | 10-Ann_Arbor-Local-CSS |  | PT PHONE | Patient Phone Device Pool |  |  | No | [5 empty] | bed rail holder
|  |  | NURSES STATION |  |  | NURSES STATION |  |  | PAV |  | LEVEL 5 | 5-102 |  |  | 7 | 3 | PHONE/WORKSTATION | WIRED SPARE |  |  | SPARE | [6 empty] | IDF 5-304C |  | 58933 | 7346158933 |  | 8811 | PAV-5-102--7 | PAV-RN STA 5102 | 40-Ann_Arbor-Continental_US-CSS | [5 empty] | No
|  |  | NURSES STATION |  |  | NURSES STATION |  |  | PAV |  | LEVEL 5 | 5-102 |  |  | 10 | 3 | PHONE/WORKSTATION | PRINTER |  |  | LABEL PRINTER | [6 empty] | IDF 5-304C |  | 58967 | 7346158967 |  | 8811 | PAV-5-102--10 | PAV-RN STA 5102 | 40-Ann_Arbor-Continental_US-CSS | [5 empty] | No
|  |  | ICU PATIENT RM |  |  | PAVILION CORE TEAM_NRS |  |  | PAV | 5-02 | LEVEL 5 | 5-103 |  |  | 6 | 1 | PT PHONE | [10 empty] | IDF 5-122C |  | 21449 | 7342321449 |  | PT PHONE | PAV-5-103--6 | PAV-INTERNAL CALLER | 10-Ann_Arbor-Local-CSS |  | PT PHONE | Patient Phone Device Pool |  |  | No | [5 empty] | bed rail holder
|  |  | ICU PATIENT RM |  |  | PAVILION CORE TEAM_NRS |  |  | PAV | 5-03 | LEVEL 5 | 5-105 |  |  | 6 | 1 | PT PHONE | [10 empty] | IDF 5-122C |  | 21450 | 7342321450 |  | PT PHONE | PAV-5-105--6 | PAV-INTERNAL CALLER | 10-Ann_Arbor-Local-CSS |  | PT PHONE | Patient Phone Device Pool |  |  | No | [5 empty] | bed rail holder
|  |  | NURSES STATION |  |  | ICU STAFF |  |  | PAV |  | LEVEL 5 | 5-106 |  |  | 5 | 3 | PHONE/WORKSTATION | WIRED SPARE |  |  | SPARE | [6 empty] | IDF 5-122C |  | 58968 | 7346158968 |  | 8811 | PAV-5-106--5 | PAV-RN STA 5106 | 40-Ann_Arbor-Continental_US-CSS | [5 empty] | No
|  |  | NURSES STATION |  |  | ICU STAFF |  |  | PAV |  | LEVEL 5 | 5-106 |  |  | 1 | 3 | ANLG-RED PHONE | WIRED SPARE |  |  | SPARE | [6 empty] | IDF 5-122C |  | RED PHONE |  |  | RED PHONE | PAV-5-106--1 | PAV-5-106--1 RED PHONE |  | RED PHONE | [11 empty] | RED PHONE
|  |  | ICU PATIENT RM |  |  | PAVILION CORE TEAM_NRS |  |  | PAV | 5-04 | LEVEL 5 | 5-107 |  |  | 6 | 1 | PT PHONE | [10 empty] | IDF 5-122C |  | 21451 | 7342321451 |  | PT PHONE | PAV-5-107--6 | PAV-INTERNAL CALLER | 10-Ann_Arbor-Local-CSS |  | PT PHONE | Patient Phone Device Pool |  |  | No | [5 empty] | bed rail holder
|  |  | ICU PATIENT RM |  |  | PAVILION CORE TEAM_NRS |  |  | PAV | 5-05 | LEVEL 5 | 5-109 |  |  | 6 | 1 | PT PHONE | [10 empty] | IDF 5-122C |  | 21458 | 7342321458 |  | PT PHONE | PAV-5-109--6 | PAV-INTERNAL CALLER | 10-Ann_Arbor-Local-CSS |  | PT PHONE | Patient Phone Device Pool |  |  | No | [5 empty] | bed rail holder
|  |  | ICU PATIENT RM |  |  | PAVILION CORE TEAM_NRS |  |  | PAV | 5-06 | LEVEL 5 | 5-111 |  |  | 6 | 1 | PT PHONE | [10 empty] | IDF 5-122C |  | 21468 | 7342321468 |  | PT PHONE | PAV-5-111--6 | PAV-INTERNAL CALLER | 10-Ann_Arbor-Local-CSS |  | PT PHONE | Patient Phone Device Pool |  |  | No | [5 empty] | bed rail holder
|  |  | ICU PATIENT RM |  |  | PAVILION CORE TEAM_NRS |  |  | PAV | 5-07 | LEVEL 5 | 5-113 |  |  | 6 | 1 | PT PHONE | [10 empty] | IDF 5-122C |  | 21470 | 7342321470 |  | PT PHONE | PAV-5-113--6 | PAV-INTERNAL CALLER | 10-Ann_Arbor-Local-CSS |  | PT PHONE | Patient Phone Device Pool |  |  | No | [5 empty] | bed rail holder
|  |  | MEDICATION |  |  | ICU STAFF |  |  | PAV |  | LEVEL 5 | 5-114 |  |  | 1 | 3 | PHONE/WORKSTATION | WIRED SPARE |  |  | SPARE | [6 empty] | IDF 5-122C |  | 58969 | 7346158969 |  | 8811 | PAV-5-114--1 | PAV-MED RM 5114 | 40-Ann_Arbor-Continental_US-CSS | [5 empty] | No
|  |  | ICU PATIENT RM |  |  | PAVILION CORE TEAM_NRS |  |  | PAV | 5-08 | LEVEL 5 | 5-115 |  |  | 6 | 1 | PT PHONE | [10 empty] | IDF 5-122C |  | 21567 | 7342321567 |  | PT PHONE | PAV-5-115--6 | PAV-INTERNAL CALLER | 10-Ann_Arbor-Local-CSS |  | PT PHONE | Patient Phone Device Pool |  |  | No | [5 empty] | bed rail holder
|  |  | NURSES STATION |  |  | ICU STAFF |  |  | PAV |  | LEVEL 5 | 5-116 |  |  | 1 | 3 | PHONE/WORKSTATION | WIRED SPARE |  |  | SPARE | [6 empty] | IDF 5-122C |  | 58970 | 7346158970 |  | 8811 | PAV-5-116--1 | PAV-RN STA 5116 | 40-Ann_Arbor-Continental_US-CSS | [5 empty] | No
|  |  | NURSES STATION |  |  | ICU STAFF |  |  | PAV |  | LEVEL 5 | 5-116 |  |  | 3 | 3 | PHONE/WORKSTATION | WIRED SPARE |  |  | SPARE | [6 empty] | IDF 5-122C |  | 58992 | 7346158992 |  | 8811 | PAV-5-116--3 | PAV-RN STA 5116 | 40-Ann_Arbor-Continental_US-CSS | [5 empty] | No
|  |  | NURSES STATION |  |  | ICU STAFF |  |  | PAV |  | LEVEL 5 | 5-116 |  |  | 5 | 3 | PHONE/WORKSTATION | WIRED SPARE |  |  | SPARE | [6 empty] | IDF 5-122C |  | 59712 | 7346159712 |  | 8811 | PAV-5-116--5 | PAV-RN STA 5116 | 40-Ann_Arbor-Continental_US-CSS | [5 empty] | No
|  |  | ICU PATIENT RM |  |  | PAVILION CORE TEAM_NRS |  |  | PAV | 5-09 | LEVEL 5 | 5-201 |  |  | 7 | 1 | PT PHONE | [10 empty] | IDF 5-122C |  | 21580 | 7342321580 |  | PT PHONE | PAV-5-201--7 | PAV-INTERNAL CALLER | 10-Ann_Arbor-Local-CSS |  | PT PHONE | Patient Phone Device Pool |  |  | No | [5 empty] | bed rail holder
|  |  | PHARMACIST OFFICE |  |  | Pharmacy |  |  | PAV |  | LEVEL 5 | 5-202 |  |  | 1 | 3 | PHONE/WORKSTATION | WIRED SPARE |  |  | SPARE | [6 empty] | IDF 5-122C |  | 59732 | 7346159732 |  | 8811 | PAV-5-202--1 | PAV-PHARMACIST OFC 5202 | 40-Ann_Arbor-Continental_US-CSS | [5 empty] | Yes
|  |  | PHARMACIST OFFICE |  |  | Pharmacy |  |  | PAV |  | LEVEL 5 | 5-202 |  |  | 2 | 3 | PHONE/WORKSTATION | PRINTER |  |  | SPARE | [6 empty] | IDF 5-122C |  | 59733 | 7346159733 |  | 8811 | PAV-5-202--2 | PAV-PHARMACIST OFC 5202 | 40-Ann_Arbor-Continental_US-CSS | [5 empty] | Yes
|  |  | ICU PATIENT RM |  |  | PAVILION CORE TEAM_NRS |  |  | PAV | 5-10 | LEVEL 5 | 5-203 |  |  | 7 | 1 | PT PHONE | [10 empty] | IDF 5-122C |  | 21671 | 7342321671 |  | PT PHONE | PAV-5-203--7 | PAV-INTERNAL CALLER | 10-Ann_Arbor-Local-CSS |  | PT PHONE | Patient Phone Device Pool |  |  | No | [5 empty] | bed rail holder
|  |  | PROVIDER WORKROOM |  |  | ICU STAFF |  |  | PAV |  | LEVEL 5 | 5-204 |  |  | 1 | 3 | PHONE/WORKSTATION | WIRED SPARE |  |  | SPARE | [6 empty] | IDF 5-122C |  | 59734 | 7346159734 |  | 8811 | PAV-5-204--1 | PAV-PROV WKRM 5204 | 40-Ann_Arbor-Continental_US-CSS | [5 empty] | No
|  |  | PROVIDER WORKROOM |  |  | ICU STAFF |  |  | PAV |  | LEVEL 5 | 5-204 |  |  | 2 | 3 | PHONE/WORKSTATION | WIRED SPARE |  |  | SPARE | [6 empty] | IDF 5-122C |  | 59736 | 7346159736 |  | 8811 | PAV-5-204--2 | PAV-PROV WKRM 5204 | 40-Ann_Arbor-Continental_US-CSS | [5 empty] | No
|  |  | PROVIDER WORKROOM |  |  | ICU STAFF |  |  | PAV |  | LEVEL 5 | 5-204 |  |  | 3 | 3 | PHONE/WORKSTATION | WIRED SPARE |  |  | SPARE | [6 empty] | IDF 5-122C |  | 59738 | 7346159738 |  | 8811 | PAV-5-204--3 | PAV-PROV WKRM 5204 | 40-Ann_Arbor-Continental_US-CSS | [5 empty] | No
|  |  | PROVIDER WORKROOM |  |  | ICU STAFF |  |  | PAV |  | LEVEL 5 | 5-204 |  |  | 4 | 3 | PHONE/WORKSTATION | WIRED SPARE |  |  | SPARE | [6 empty] | IDF 5-122C |  | 59739 | 7346159739 |  | 8811 | PAV-5-204--4 | PAV-PROV WKRM 5204 | 40-Ann_Arbor-Continental_US-CSS | [5 empty] | No
|  |  | PROVIDER WORKROOM |  |  | ICU STAFF |  |  | PAV |  | LEVEL 5 | 5-204 |  |  | 5 | 3 | PHONE/WORKSTATION | WIRED SPARE |  |  | SPARE | [6 empty] | IDF 5-122C |  | 59740 | 7346159740 |  | 8811 | PAV-5-204--5 | PAV-PROV WKRM 5204 | 40-Ann_Arbor-Continental_US-CSS | [5 empty] | No
|  |  | PROVIDER WORKROOM |  |  | ICU STAFF |  |  | PAV |  | LEVEL 5 | 5-204 |  |  | 6 | 3 | PHONE/WORKSTATION | WIRED SPARE |  |  | SPARE | [6 empty] | IDF 5-122C |  | 59744 | 7346159744 |  | 8811 | PAV-5-204--6 | PAV-PROV WKRM 5204 | 40-Ann_Arbor-Continental_US-CSS | [5 empty] | No
|  |  | ICU PATIENT RM |  |  | PAVILION CORE TEAM_NRS |  |  | PAV | 5-11 | LEVEL 5 | 5-205 |  |  | 7 | 1 | PT PHONE | [10 empty] | IDF 5-122C |  | 21682 | 7342321682 |  | PT PHONE | PAV-5-205--7 | PAV-INTERNAL CALLER | 10-Ann_Arbor-Local-CSS |  | PT PHONE | Patient Phone Device Pool |  |  | No | [5 empty] | bed rail holder
|  |  | NURSES STATION |  |  | ICU STAFF |  |  | PAV |  | LEVEL 5 | 5-206 |  |  | 3 | 3 | PHONE/WORKSTATION | WIRED SPARE |  |  | SPARE | [6 empty] | IDF 5-122C |  | 59773 | 7346159773 |  | 8811 | PAV-5-206--3 | PAV-RN STA 5206 | 40-Ann_Arbor-Continental_US-CSS | [5 empty] | No
|  |  | NURSES STATION |  |  | ICU STAFF |  |  | PAV |  | LEVEL 5 | 5-206 |  |  | 5 | 3 | PHONE/WORKSTATION | WIRED SPARE |  |  | SPARE | [6 empty] | IDF 5-122C |  | 59775 | 7346159775 |  | 8811 | PAV-5-206--5 | PAV-RN STA 5206 | 40-Ann_Arbor-Continental_US-CSS | [5 empty] | No
|  |  | NURSES STATION |  |  | ICU STAFF |  |  | PAV |  | LEVEL 5 | 5-206 |  |  | 7 | 3 | PHONE/WORKSTATION | WIRED SPARE |  |  | SPARE | [6 empty] | IDF 5-122C |  | 59792 | 7346159792 |  | 8811 | PAV-5-206--7 | PAV-RN STA 5206 | 40-Ann_Arbor-Continental_US-CSS | [5 empty] | No
|  |  | NURSES STATION |  |  | ICU STAFF |  |  | PAV |  | LEVEL 5 | 5-206 |  |  | 9 | 3 | PHONE/WORKSTATION |  |  |  | SPARE | [6 empty] | IDF 5-122C |  | 59794 | 7346159794 |  | 8811 | PAV-5-206--9 | PAV-RN STA 5206 | 40-Ann_Arbor-Continental_US-CSS | [5 empty] | No
|  |  | NURSES STATION |  |  | ICU STAFF |  |  | PAV |  | LEVEL 5 | 5-206 |  |  | 12 | 3 | PHONE/WORKSTATION | WIRED SPARE |  |  | SPARE | [6 empty] | IDF 5-122C |  | 60027 | 7349360027 |  | 8811 | PAV-5-206--12 | PAV-RN STA 5206 | 40-Ann_Arbor-Continental_US-CSS | [5 empty] | No
|  |  | NURSES STATION |  |  | ICU STAFF |  |  | PAV |  | LEVEL 5 | 5-206 |  |  | 9 | 3 |  | ANLG-RED PHONE | [9 empty] | IDF 5-122C |  | RED PHONE |  |  | RED PHONE | PAV-5-206--9 | PAV-5-206--9 RED PHONE |  | RED PHONE | [11 empty] | RED PHONE
|  |  | NURSING WORKROOM |  |  | ICU STAFF |  |  | PAV |  | LEVEL 5 | 5-206A |  |  | 1 | 3 | PHONE/WORKSTATION | WIRED SPARE |  |  | SPARE | [6 empty] | IDF 5-122C |  | 60038 | 7349360038 |  | 8811 | PAV-5-206A--1 | PAV- NRS WKRM 5206A | 40-Ann_Arbor-Continental_US-CSS | [5 empty] | No
|  |  | NURSING WORKROOM |  |  | ICU STAFF |  |  | PAV |  | LEVEL 5 | 5-206A |  |  | 5 | 3 | PHONE/WORKSTATION | WIRED SPARE |  |  | SPARE | [6 empty] | IDF 5-122C |  | 60071 | 7349360071 |  | 8811 | PAV-5-206A--5 | PAV- NRS WKRM 5206A | 40-Ann_Arbor-Continental_US-CSS | [5 empty] | No
|  |  | NURSING WORKROOM |  |  | ICU STAFF |  |  | PAV |  | LEVEL 5 | 5-206A |  |  | 8 | 3 | PHONE/WORKSTATION | WIRED SPARE |  |  | SPARE | [6 empty] | IDF 5-122C |  | 60141 | 7349360141 |  | 8811 | PAV-5-206A--8 | PAV- NRS WKRM 5206A | 40-Ann_Arbor-Continental_US-CSS | [5 empty] | No
|  |  | NURSING WORKROOM |  |  | ICU STAFF |  |  | PAV |  | LEVEL 5 | 5-206A |  |  | 9 | 3 | PHONE/WORKSTATION | WIRED SPARE |  |  | SPARE | [6 empty] | IDF 5-122C |  | 60188 | 7349360188 |  | 8811 | PAV-5-206A--9 | PAV- NRS WKRM 5206A | 40-Ann_Arbor-Continental_US-CSS | [5 empty] | No
|  |  | NURSING WORKROOM |  |  | ICU STAFF |  |  | PAV |  | LEVEL 5 | 5-206A |  |  | 12 | 3 | PHONE/WORKSTATION | PRINTER |  |  | SPARE | [6 empty] | IDF 5-122C |  | 60271 | 7349360271 |  | 8811 | PAV-5-206A--12 | PAV- NRS WKRM 5206A | 40-Ann_Arbor-Continental_US-CSS | [5 empty] | No
|  |  | NURSING WORKROOM |  |  | ICU STAFF |  |  | PAV |  | LEVEL 5 | 5-206A |  |  | 14 | 3 | PHONE | WIRED SPARE |  |  | SPARE | [6 empty] | IDF 5-122C |  | 60317 | 7349360317 |  | 8811 | PAV-5-206A--14 | PAV- NRS WKRM 5206A | 40-Ann_Arbor-Continental_US-CSS | [5 empty] | No
|  |  | ICU PATIENT RM |  |  | PAVILION CORE TEAM_NRS |  |  | PAV | 5-12 | LEVEL 5 | 5-207 |  |  | 7 | 1 | PT PHONE | [10 empty] | IDF 5-122C |  | 21108 | 7342321108 |  | PT PHONE | PAV-5-207--7 | PAV-INTERNAL CALLER | 10-Ann_Arbor-Local-CSS |  | PT PHONE | Patient Phone Device Pool |  |  | No | [5 empty] | bed rail holder
|  |  | NURSES STATION-1 |  |  | NURSES STATIONS |  |  | PAV |  | LEVEL 5 | 5-208-1 |  |  | 4 | 3 | PHONE/WORKSTATION | WIRED SPARE |  |  | SPARE | [6 empty] | IDF 5-122C |  | 60372 | 7349360372 |  | 8811 | PAV-5-208-1--4 | PAV-RN STA 5208 | 40-Ann_Arbor-Continental_US-CSS | [5 empty] | No | [6 empty] | MISSING ALCOVE FACEPLATE 5-207B
|  |  | NURSES STATION-1 |  |  | NURSES STATIONS |  |  | PAV |  | LEVEL 5 | 5-208-1 |  |  | 8 | 3 | PHONE/WORKSTATION | LABEL PRINTER |  |  | PRINTER | [6 empty] | IDF 5-238C |  | 60467 | 7349360467 |  | 8811 | PAV-5-208-1--8 | PAV-RN STA 5208 | 40-Ann_Arbor-Continental_US-CSS | [5 empty] | No
|  |  | ICU PATIENT RM |  |  | PAVILION CORE TEAM_NRS |  |  | PAV | 5-13 | LEVEL 5 | 5-209 |  |  | 7 | 1 | PT PHONE | [10 empty] | IDF 5-122C |  | 21139 | 7342321139 |  | PT PHONE | PAV-5-209--7 | PAV-INTERNAL CALLER | 10-Ann_Arbor-Local-CSS |  | PT PHONE | Patient Phone Device Pool |  |  | No | [5 empty] | bed rail holder
|  |  | ICU PATIENT RM |  |  | PAVILION CORE TEAM_NRS |  |  | PAV | 5-14 | LEVEL 5 | 5-211 |  |  | 7 | 1 | PT PHONE | [10 empty] | IDF 5-122C |  | 21701 | 7342321701 |  | PT PHONE | PAV-5-211--7 | PAV-INTERNAL CALLER | 10-Ann_Arbor-Local-CSS |  | PT PHONE | Patient Phone Device Pool |  |  | No | [5 empty] | bed rail holder
|  |  | MEDICATION |  |  | ICU STAFF |  |  | PAV |  | LEVEL 5 | 5-212 |  |  | 5 | 3 | PHONE/WORKSTATION | WIRED SPARE |  |  | SPARE | [6 empty] | IDF 5-238C |  | 60492 | 7349360492 |  | 8811 | PAV-5-212--5 | PAV-MED RM 5212 | 40-Ann_Arbor-Continental_US-CSS | [5 empty] | No
|  |  | ICU PATIENT RM |  |  | PAVILION CORE TEAM_NRS |  |  | PAV | 5-15 | LEVEL 5 | 5-213 |  |  | 7 | 1 | PT PHONE | [10 empty] | IDF 5-122C |  | 21150 | 7342321150 |  | PT PHONE | PAV-5-213--7 | PAV-INTERNAL CALLER | 10-Ann_Arbor-Local-CSS |  | PT PHONE | Patient Phone Device Pool |  |  | No | [5 empty] | bed rail holder
|  |  | ICU ISO PATIENT RM |  |  | PAVILION CORE TEAM_NRS |  |  | PAV | 5-16 | LEVEL 5 | 5-215 |  |  | 4 | 1 | PT PHONE | [10 empty] | IDF 5-122C |  | 21731 | 7342321731 |  | PT PHONE | PAV-5-215--4 | PAV-INTERNAL CALLER | 10-Ann_Arbor-Local-CSS |  | PT PHONE | Patient Phone Device Pool |  |  | No | [5 empty] | bed rail holder
|  |  | NURSES STATION |  |  | NURSING STATIONS |  |  | PAV |  | LEVEL 5 | 5-216 |  |  | 2 | 3 | PHONE/WORKSTATION | WIRED SPARE |  |  | SPARE | [6 empty] | IDF 5-238C |  | 60496 | 7349360496 |  | 8811 | PAV-5-216--2 | PAV-RN STA 5216 | 40-Ann_Arbor-Continental_US-CSS | [5 empty] | No
|  |  | CONFERENCE ROOM (SAFE) |  |  | PAVILION CORE TEAM |  |  | PAV |  | LEVEL 5 | 5-217 |  |  | 4 | 3 | PHONE | WIRED SPARE |  |  | SPARE | [6 empty] | IDF 5-122C |  | 60587 | 7349360587 |  | 8811 | PAV-5-217--4 | PAV-CONF SAFE RM 5217 | 40-Ann_Arbor-Continental_US-CSS | [5 empty] | No
|  |  | ICU PATIENT RM |  |  | PAVILION CORE TEAM_NRS |  |  | PAV | 5-17 | LEVEL 5 | 5-219 |  |  | 5 | 1 | PT PHONE | [10 empty] | IDF 5-238C |  | 21860 | 7342321860 |  | PT PHONE | PAV-5-219--5 | PAV-INTERNAL CALLER | 10-Ann_Arbor-Local-CSS |  | PT PHONE | Patient Phone Device Pool |  |  | No | [5 empty] | bed rail holder
|  |  | CORRIDOR |  |  | HOUSE PHONE |  |  | PAV |  | LEVEL 5 | 5-220Z |  |  | 1 | W | PHONE | [10 empty] | IDF 5-122C |  | 60626 | 7349360626 |  | 6901W | PAV-5-220Z--1 | PAV-CORR 5-220Z | 00-Ann_Arbor-Internal-CSS | [5 empty] | No
|  |  | ICU PATIENT RM |  |  | PAVILION CORE TEAM_NRS |  |  | PAV | 5-18 | LEVEL 5 | 5-221 |  |  | 4 | 1 | PT PHONE | [10 empty] | IDF 5-238C |  | 21948 | 7342321948 |  | PT PHONE | PAV-5-221--4 | PAV-INTERNAL CALLER | 10-Ann_Arbor-Local-CSS |  | PT PHONE | Patient Phone Device Pool |  |  | No | [5 empty] | bed rail holder
|  |  | NURSES STATION |  |  | ICU STAFF |  |  | PAV |  | LEVEL 5 | 5-222 |  |  | 1 | 3 | PHONE/WORKSTATION |  |  |  | SPARE | [6 empty] | IDF 5-238C |  | 60714 | 7349360714 |  | 8811 | PAV-5-222--1 | PAV-RN STA 5222 | 40-Ann_Arbor-Continental_US-CSS | [5 empty] | No
|  |  | NURSES STATION |  |  | ICU STAFF |  |  | PAV |  | LEVEL 5 | 5-222 |  |  | 1 | 3 |  | ANLG-RED PHONE | [9 empty] | IDF 5-238C |  | RED PHONE |  |  | RED PHONE | PAV-5-222--1 | PAV-5-222--1 RED PHONE |  | RED PHONE | [11 empty] | RED PHONE
|  |  | ICU PATIENT RM |  |  | PAVILION CORE TEAM_NRS |  |  | PAV | 5-19 | LEVEL 5 | 5-223 |  |  | 4 | 1 | PT PHONE | [10 empty] | IDF 5-238C |  | 21975 | 7342321975 |  | PT PHONE | PAV-5-223--4 | PAV-INTERNAL CALLER | 10-Ann_Arbor-Local-CSS |  | PT PHONE | Patient Phone Device Pool |  |  | No | [5 empty] | bed rail holder
|  |  | ICU PATIENT RM |  |  | PAVILION CORE TEAM_NRS |  |  | PAV | 5-20 | LEVEL 5 | 5-225 |  |  | 4 | 1 | PT PHONE | [10 empty] | IDF 5-238C |  | 20298 | 7342320298 |  | PT PHONE | PAV-5-225--4 | PAV-INTERNAL CALLER | 10-Ann_Arbor-Local-CSS |  | PT PHONE | Patient Phone Device Pool |  |  | No | [5 empty] | bed rail holder
|  |  | NURSES STATION |  |  | ICU STAFF |  |  | PAV |  | LEVEL 5 | 5-226 |  |  | 1 | 3 | PHONE/WORKSTATION | WIRED SPARE |  |  | SPARE | [6 empty] | IDF 5-238C |  | 60789 | 7349360789 |  | 8811 | PAV-5-226--1 | PAV-RN STA 5226 | 40-Ann_Arbor-Continental_US-CSS | [5 empty] | No
|  |  | ICU PATIENT RM |  |  | PAVILION CORE TEAM_NRS |  |  | PAV | 5-21 | LEVEL 5 | 5-227 |  |  | 4 | 1 | PT PHONE | [10 empty] | IDF 5-238C |  | 21362 | 7342321362 |  | PT PHONE | PAV-5-227--4 | PAV-INTERNAL CALLER | 10-Ann_Arbor-Local-CSS |  | PT PHONE | Patient Phone Device Pool |  |  | No | [5 empty] | bed rail holder
|  |  | OFFICE, INTENSIVIST (5) |  |  | ICU STAFF |  |  | PAV |  | LEVEL 5 | 5-228A |  |  | 3 | 3 | PHONE/WORKSTATION | WIRED SPARE |  |  | SPARE | [6 empty] | IDF 5-238C |  | 60815 | 7349360815 |  | 8811 | PAV-5-228A--3 | PAV-INTENSIVIST 5228A | 40-Ann_Arbor-Continental_US-CSS | [5 empty] | Yes
|  |  | OFFICE, INTENSIVIST (5) |  |  | ICU STAFF |  |  | PAV |  | LEVEL 5 | 5-228A |  |  | 4 | 3 | PHONE/WORKSTATION | WIRED SPARE |  |  | SPARE | [6 empty] | IDF 5-238C |  | 60818 | 7349360818 |  | 8811 | PAV-5-228A--4 | PAV-INTENSIVIST 5228A | 40-Ann_Arbor-Continental_US-CSS | [5 empty] | Yes
|  |  | OFFICE, INTENSIVIST (5) |  |  | ICU STAFF |  |  | PAV |  | LEVEL 5 | 5-228A |  |  | 5 | 3 | PHONE/WORKSTATION | WIRED SPARE |  |  | SPARE | [6 empty] | IDF 5-238C |  | 60825 | 7349360825 |  | 8811 | PAV-5-228A--5 | PAV-INTENSIVIST 5228A | 40-Ann_Arbor-Continental_US-CSS | [5 empty] | Yes
|  |  | EDUCATOR NOW |  |  | ICU STAFF |  |  | PAV |  | LEVEL 5 | 5-228B |  |  | 1 | 3 | PHONE/WORKSTATION | WIRED SPARE |  |  | SPARE | [6 empty] | IDF 5-238C |  | 60915 | 7349360915 |  | 8811 | PAV-5-228B--1 | PAV-EDUCATOR5228D | 40-Ann_Arbor-Continental_US-CSS | [5 empty] | Yes
|  |  | CNS NOW |  |  | ICU STAFF |  |  | PAV |  | LEVEL 5 | 5-228D |  |  | 1 | 3 | PHONE/WORKSTATION | WIRED SPARE |  |  | SPARE | [6 empty] | IDF 5-238C |  | 60958 | 7349360958 |  | 8811 | PAV-5-228D--1 | PAV-SW CM 5228F | 40-Ann_Arbor-Continental_US-CSS | [5 empty] | Yes
|  |  | Soc Work Care Mgr NOW |  |  | ICU STAFF |  |  | PAV |  | LEVEL 5 | 5-228F |  |  | 1 | 3 | PHONE/WORKSTATION | WIRED SPARE |  |  | SPARE | [6 empty] | IDF 5-238C |  | 60971 | 7349360971 |  | 8811 | PAV-5-228F--1 | PAV-SW CM 5228F | 40-Ann_Arbor-Continental_US-CSS | [5 empty] | Yes
|  |  | Soc Work Care Mgr NOW |  |  | ICU STAFF |  |  | PAV |  | LEVEL 5 | 5-228F |  |  | 2 | 3 | PRINTER | FAX |  |  | SPARE | [6 empty] | IDF 5-238C |  | 61496 | 7349361496 |  | ANLG-FAX | PAV-5-228F--2 | PAV-FAX SW 5-228F | 40-Ann_Arbor-Continental_US-CSS | [5 empty] | No |  |  |  |  | ANLG-FAX
|  |  | Soc Work Care Mgr NOW |  |  | ICU STAFF |  |  | PAV |  | LEVEL 5 | 5-228F |  |  | 3 | 3 | PHONE/WORKSTATION | WIRED SPARE |  |  | SPARE | [6 empty] | IDF 5-238C |  | 64360 | 7349364360 |  | 8811 | PAV-5-228F--3 | PAV-SW CM 5228F | 40-Ann_Arbor-Continental_US-CSS | [5 empty] | Yes
|  |  | Supervisor |  |  | ICU STAFF |  |  | PAV |  | LEVEL 5 | 5-228G |  |  | 1 | 3 | PHONE/WORKSTATION | WIRED SPARE |  |  | SPARE | [6 empty] | IDF 5-238C |  | 65060 | 7349365060 |  | 8811 | PAV-5-228G--1 | PAV-ICU SPV OFC 5228G | 60-Ann_Arbor-International-CSS | [5 empty] | Yes
|  |  | MEDICAL DIRECTOR |  |  | ICU STAFF |  |  | PAV |  | LEVEL 5 | 5-228H |  |  | 1 | 3 | PHONE/WORKSTATION | WIRED SPARE |  |  | SPARE | [6 empty] | IDF 5-238C |  | 65528 | 7349365528 |  | 8811 | PAV-5-228H--1 | PAV-MED DIR OFC 5228H | 60-Ann_Arbor-International-CSS | [5 empty] | Yes
|  |  | MEDICAL DIRECTOR NOW |  |  | ICU STAFF |  |  | PAV |  | LEVEL 5 | 5-228K |  |  | 1 | 3 | PHONE/WORKSTATION | WIRED SPARE |  |  | SPARE | [6 empty] | IDF 5-238C |  | 66007 | 7349366007 |  | 8811 | PAV-5-228K--1 | PAV-MED DIR OFC 5228K | 60-Ann_Arbor-International-CSS | [5 empty] | Yes
|  |  | Supervisor |  |  | ICU STAFF |  |  | PAV |  | LEVEL 5 | 5-228L |  |  | 2 | 3 | PHONE/WORKSTATION | WIRED SPARE |  |  | SPARE | [6 empty] | IDF 5-238C |  | 66046 | 7349366046 |  | 8811 | PAV-5-228L--2 | PAV-SPV OFC 5228L | 60-Ann_Arbor-International-CSS | [5 empty] | Yes
|  |  | OFFICE, CARE MANAGER/ SOCIAL WORK |  |  | ICU STAFF |  |  | PAV |  | LEVEL 5 | 5-228N |  |  | 1 | 3 | PHONE/WORKSTATION | WIRED SPARE |  |  | SPARE | [6 empty] | IDF 5-238C |  | 66050 | 7349366050 |  | 8811 | PAV-5-228N--1 | PAV-SW CM 5228N | 40-Ann_Arbor-Continental_US-CSS | [5 empty] | No | [6 empty] | Reviewed 10/23/24 ADDITIONAL FLOOR MODEL XEROX (2-16- add 8811)
|  |  | OFFICE, CARE MANAGER/ SOCIAL WORK |  |  | ICU STAFF |  |  | PAV |  | LEVEL 5 | 5-228N |  |  | 2 | 3 | PHONE/WORKSTATION | WIRED SPARE |  |  | SPARE | [6 empty] | IDF 5-238C |  | 66064 | 7349366064 |  | 8811 | PAV-5-228N--2 | PAV-SW CM 5228N | 40-Ann_Arbor-Continental_US-CSS | [5 empty] | No | [6 empty] | Reviewed 10/23/24 (2-16 add 8811)
|  |  | OFFICE, CARE MANAGER/ SOCIAL WORK |  |  | ICU STAFF |  |  | PAV |  | LEVEL 5 | 5-228P |  |  | 2 | 3 | WORKSTATION | WIRED SPARE |  |  | SPARE | [6 empty] | IDF 5-238C | [5 empty] | PAV-5-228P--2 | [7 empty] | No | [6 empty] | Reviewed 10/23/24
|  |  | OFFICE, CARE MANAGER/ SOCIAL WORK |  |  | ICU STAFF |  |  | PAV |  | LEVEL 5 | 5-228P |  |  | 1 | 3 | PHONE/WORKSTATION | WIRED SPARE |  |  | SPARE | [6 empty] | IDF 5-238C |  | ? Remove phone? |  | add fax? See comments |  | PAV-5-228P--1 |  | 40-Ann_Arbor-Continental_US-CSS | [5 empty] | No | [6 empty] | Reviewed 10/23/24 or fax here - no phones per review but CCD
|  |  | ICU PATIENT RM |  |  | PAVILION CORE TEAM_NRS |  |  | PAV | 5-22 | LEVEL 5 | 5-229 |  |  | 4 | 1 | PT PHONE | [10 empty] | IDF 5-238C |  | 21373 | 7342321373 |  | PT PHONE | PAV-5-229--4 | PAV-INTERNAL CALLER | 10-Ann_Arbor-Local-CSS |  | PT PHONE | Patient Phone Device Pool |  |  | No | [5 empty] | bed rail holder
|  |  | ICU PATIENT RM |  |  | PAVILION CORE TEAM_NRS |  |  | PAV | 5-23 | LEVEL 5 | 5-231 |  |  | 4 | 1 | PT PHONE | [10 empty] | IDF 5-238C |  | 21443 | 7342321443 |  | PT PHONE | PAV-5-231--4 | PAV-INTERNAL CALLER | 10-Ann_Arbor-Local-CSS |  | PT PHONE | Patient Phone Device Pool |  |  | No | [5 empty] | bed rail holder
|  |  | ICU ISO PATIENT RM |  |  | PAVILION CORE TEAM_NRS |  |  | PAV | 5-24 | LEVEL 5 | 5-233 |  |  | 4 | 3 | PT PHONE | WIRED SPARE |  |  | SPARE | [6 empty] | IDF 5-238C |  | 21447 | 7342321447 |  | PT PHONE | PAV-5-233--4 | PAV-INTERNAL CALLER | 10-Ann_Arbor-Local-CSS |  | PT PHONE | Patient Phone Device Pool |  |  | No | [5 empty] | bed rail holder
|  |  | PORTABLE CT SCANNER |  |  | RADIOLOGY |  |  | PAV |  | LEVEL 5 | 5-234 |  |  | 1 | 3 | PHONE/WORKSTATION | WIRED SPARE |  |  | SPARE | [6 empty] | IDF 5-238C |  | 66065 | 7349366065 |  | 8811 | PAV-5-234--1 | PAV-RAD PORT SCAN 5234 | 40-Ann_Arbor-Continental_US-CSS | [5 empty] | No
|  |  | ON CALL |  |  | PAVILION CORE TEAM |  |  | PAV |  | LEVEL 5 | 5-242 |  |  | 2 | 3 | PHONE/WORKSTATION | WIRED SPARE |  |  | SPARE | [6 empty] | IDF 5-238C |  | 66090 | 7349366090 |  | 8811 | PAV-5-242--2 | PAV-ON CALL 5242 | 40-Ann_Arbor-Continental_US-CSS | [5 empty] | No
|  |  | ON CALL |  |  | PAVILION CORE TEAM |  |  | PAV |  | LEVEL 5 | 5-244 |  |  | 1 | 3 | PHONE/WORKSTATION | WIRED SPARE |  |  | SPARE | [6 empty] | IDF 5-238C |  | 66159 | 7349366159 |  | 8811 | PAV-5-244--1 | PAV-ON CALL 5244 | 40-Ann_Arbor-Continental_US-CSS | [5 empty] | No
|  |  | RT, POC |  |  | RESPIRATORY THERAPY |  |  | PAV |  | LEVEL 5 | 5-254 |  |  | 1 | 3 | PHONE/WORKSTATION | LABEL PRINTER |  |  | SPARE | [6 empty] | IDF 5-238C |  | 66249 | 7349366249 |  | 8811 | PAV-5-254--1 | PAV-RT POC 5254 | 40-Ann_Arbor-Continental_US-CSS | [5 empty] | No
|  |  | OFFICE, RT |  |  | RESPIRATORY THERAPY |  |  | PAV |  | LEVEL 5 | 5-256 |  |  | 1 | 3 | PHONE/WORKSTATION | WIRED SPARE |  |  | SPARE | [6 empty] | IDF 5-238C |  | 66276 | 7349366276 |  | 8811 | PAV-5-256--1 | PAV-RT OFC 5256 | 40-Ann_Arbor-Continental_US-CSS | [5 empty] | No
|  |  | ELEVATOR CONTROL ROOM |  |  | FACILITIES_ELEV CNTRL |  |  | PAV |  | LEVEL 5 | 5-301A |  |  | 1 | EL | PHONE | ELEVATOR |  |  | ELEVATOR | [6 empty] | IDF 5-304C |  | 66297 | 7349366297 |  | 6901W | PAV-5-301A--1 | PAV-ELEV CNTRL RM 5-301A | 00-Ann_Arbor-Internal-CSS | [5 empty] | No
|  |  | MECHANICAL ROOM |  |  | FACILITIES_MECH |  |  | PAV |  | LEVEL 5 | 5-301M |  |  | 2 | W | PHONE | [10 empty] | IDF 5-304C |  | 66300 | 7349366300 |  | 6901W | PAV-5-301M--2 | PAV-MECH RM 5-301M | 00-Ann_Arbor-Internal-CSS | [5 empty] | No
|  |  | VESTIBULE CSPD |  |  | CSPD |  |  | PAV |  | LEVEL 5 | 5-401 |  |  | 3 | W | PHONE | [10 empty] | IDF 5-304C |  | 66305 | 7349366305 |  | 6901W | PAV-5-401--3 | PAV-CSPD VEST 5-401 | Hot line to DID on 8811 at 5-405 jack L11 | [5 empty] | No
|  |  | OFFICE, MANAGER |  |  | CSPD |  |  | PAV |  | LEVEL 5 | 5-402 |  |  | 1 | 3 | PHONE/WORKSTATION | WIRED SPARE |  |  | SPARE | [6 empty] | IDF 5-304C |  | 66312 | 7349366312 |  | 8811 | PAV-5-402--1 | PAV-MGR OFC 5402 | 40-Ann_Arbor-Continental_US-CSS | [5 empty] | Yes
|  |  | WORKSTATION, ADMIN |  |  | CSPD |  |  | PAV |  | LEVEL 5 | 5-404 |  |  | 2 | 3 | PHONE/WORKSTATION | WIRED SPARE |  |  | SPARE | [6 empty] | IDF 5-304C |  | 66316 | 7349366316 |  | 8811 | PAV-5-404--2 | PAV-ADMIN WRSTN 5404 | 40-Ann_Arbor-Continental_US-CSS | [5 empty] | Yes
|  |  | CSPD DECONTAM |  |  | CSPD |  |  | PAV |  | LEVEL 5 | 5-405 |  |  | 2 | 3 | PHONE/WORKSTATION | WIRED SPARE |  |  | SPARE | [6 empty] | IDF 5-304C |  | 66317 | 7349366317 |  | 8811 | PAV-5-405--2 | PAV-CSPD DECONTAM 5405 | 40-Ann_Arbor-Continental_US-CSS | [5 empty] | No
|  |  | CSPD DECONTAM |  |  | CSPD |  |  | PAV |  | LEVEL 5 | 5-405 |  |  | 11 | W | PHONE | [10 empty] | IDF 5-304C |  | 66320 | 7349366320 |  | 8811W | PAV-5-405--11 | PAV-CSPD DECONTAM 5405 | 40-Ann_Arbor-Continental_US-CSS | [5 empty] | No | [6 empty] | Need WMK
|  |  | OFFICE, CSPD SUPERVISOR |  |  | CSPD |  |  | PAV |  | LEVEL 5 | 5-406 |  |  | 1 | 3 | PHONE/WORKSTATION | WIRED SPARE |  |  | SPARE | [6 empty] | IDF 5-304C |  | 66324 | 7349366324 |  | 8811 | PAV-5-406--1 | PAV-CSPD SPV OFC 5406 | 40-Ann_Arbor-Continental_US-CSS | [5 empty] | Yes |  |  |  | Line 2 66341 |  |  | L1/L2 NEW DIDs Shared SPV Loc 1 and Loc 4 (rev 3/13/24)
|  |  | OFFICE, CSPD SUPERVISOR |  |  | CSPD |  |  | PAV |  | LEVEL 5 | 5-406 |  |  | 4 | 3 | PHONE/WORKSTATION | WIRED SPARE |  |  | SPARE | [6 empty] | IDF 5-304C |  | 66341 | 7349366341 |  | 8811 | PAV-5-406--4 | PAV-CSPD SPV OFC 5406 | 40-Ann_Arbor-Continental_US-CSS | [5 empty] | Yes |  |  |  | Line 2 66324 |  |  | L1/L2 NEW DIDs Shared SPV Loc 1 and Loc 4 (rev 3/13/24)
|  |  | OFFICE, CSPD SUPERVISOR |  |  | CSPD |  |  | PAV |  | LEVEL 5 | 5-406 |  |  | 6 | 3 | PHONE/WORKSTATION | WIRED SPARE |  |  | SPARE | [6 empty] | IDF 5-304C |  | 66353 | 7349366353 |  | 8811 | PAV-5-406--6 | PAV-CSPD SPV OFC 5406 | 40-Ann_Arbor-Continental_US-CSS | [5 empty] | Yes
|  |  | OFFICE, EDUCATOR |  |  | CSPD |  |  | PAV |  | LEVEL 5 | 5-406A |  |  | 2 | 3 | PHONE | WIRED SPARE |  |  | SPARE | [6 empty] | IDF 5-304C |  | 66374 | 7349366374 |  | 8811 | PAV-5-406A--2 | PAV-EDUCATOR 5406A | 40-Ann_Arbor-Continental_US-CSS | [5 empty] | Yes
|  |  | CSPD CLEAN |  |  | CSPD |  |  | PAV |  | LEVEL 5 | 5-407 |  |  | 15 | W | PHONE | [10 empty] | IDF 5-304C |  | 66379 | 7349366379 |  | 8811W | PAV-5-407--15 | PAV-CSPD CLEAN 5407 | 40-Ann_Arbor-Continental_US-CSS | [5 empty] | No | [6 empty] | Need WMK
|  |  | CSPD CLEAN |  |  | CSPD |  |  | PAV |  | LEVEL 5 | 5-407 |  |  | 22 | W | PHONE | [10 empty] | IDF 5-304C |  | 66384 | 7349366384 |  | 8811W | PAV-5-407--22 | PAV-CSPD CLEAN 5407 | 40-Ann_Arbor-Continental_US-CSS | [5 empty] | No | [6 empty] | Need WMK
|  |  | CSPD CLEAN |  |  | CSPD |  |  | PAV |  | LEVEL 5 | 5-407 |  |  | 26 | W | PHONE | [10 empty] | IDF 5-304C |  | 66496 | 7349366496 |  | 8811W | PAV-5-407--26 | PAV-CSPD CLEAN 5407 | 40-Ann_Arbor-Continental_US-CSS | [5 empty] | No | [6 empty] | Need WMK
|  |  | CSPD CLEAN |  |  | CSPD |  |  | PAV |  | LEVEL 5 | 5-407 |  |  | 32 | 3 | PHONE/WORKSTATION | WIRED SPARE |  |  | SPARE | [6 empty] | IDF 5-304C |  | 66535 | 7349366535 |  | 8811 | PAV-5-407--32 | PAV-CSPD CLEAN 5407 | 40-Ann_Arbor-Continental_US-CSS | [5 empty] | No
|  |  | CSPD CLEAN |  |  | CSPD |  |  | PAV |  | LEVEL 5 | 5-407 |  |  | 35 | 3 | PHONE/WORKSTATION | WIRED SPARE |  |  | SPARE | [6 empty] | IDF 5-304C |  | 66628 | 7349366628 |  | 8811 | PAV-5-407--35 | PAV-CSPD CLEAN 5407 | 40-Ann_Arbor-Continental_US-CSS | [5 empty] | No
|  |  | CORRIDOR |  |  | HOUSE PHONE |  |  | PAV |  | LEVEL 5 | 5-420Z |  |  | 1 | W | PHONE | [10 empty] | IDF 5-304C |  | 66685 | 7349366685 |  | 6901W | PAV-5-420Z--1 | PAV-CORR 5-420Z | 00-Ann_Arbor-Internal-CSS | [5 empty] | No
|  |  | RESPITE SPACE |  |  | STAFF AREAS |  |  | PAV |  | LEVEL 5 | 5-502 |  |  | 1 | 3 | PHONE/WORKSTATION | WIRED SPARE |  |  | SPARE | [6 empty] | IDF 5-304C |  | 66726 | 7349366726 |  | 8811 | PAV-5-502--1 | PAV-RESPITE SPACE 5502 | 40-Ann_Arbor-Continental_US-CSS | [5 empty] | No
|  |  | RECEPTION |  |  | PERIOP ADMIN |  |  | PAV |  | LEVEL 6 | 6-010A |  |  | 1 | 3 | PHONE/WORKSTATION | LABEL PRINTER |  |  | PRINTER | [6 empty] | IDF 6-122C |  | 56500 | 7346156500 | see notes | 8811 | PAV-6-010A--1 | PAV-RECEPTION 6010A | 40-Ann_Arbor-Continental_US-CSS | [5 empty] | No |  |  |  | Line 2 66781 |  |  | New Dept DID on L1, New personal DID on L2,
|  |  | RECEPTION |  |  | PERIOP ADMIN |  |  | PAV |  | LEVEL 6 | 6-010A |  |  | 3 | 3 | PHONE/WORKSTATION | WIRED SPARE |  |  | SPARE | [6 empty] | IDF 6-122C |  | 56500 | 7346156500 | see notes | 8811 | PAV-6-010A--3 | PAV-RECEPTION 6010A | 40-Ann_Arbor-Continental_US-CSS | [5 empty] | No |  |  |  | Line 2 66785 |  |  | New Dept DID on L1, New personal DID on L2,
|  |  | RECEPTION |  |  | PERIOP ADMIN |  |  | PAV |  | LEVEL 6 | 6-010A |  |  | 4 | 3 | PHONE/WORKSTATION | PRINTER |  |  | SPARE | [6 empty] | IDF 6-122C |  | 56500 | 7346156500 | see notes | 8811 | PAV-6-010A--4 | PAV-RECEPTION 6010A | 40-Ann_Arbor-Continental_US-CSS | [5 empty] | No |  |  |  | Line 2 66840 |  |  | New Dept DID on L1, New personal DID on L2,
|  |  | CORRIDOR |  |  | HOUSE PHONE |  |  | PAV |  | LEVEL 6 | 6-010Z |  |  | 1 | W | PHONE | [10 empty] | IDF 6-122C |  | 66871 | 7349366871 |  | 6901W | PAV-6-010Z--1 | PAV-CORR 6-010Z | 00-Ann_Arbor-Internal-CSS | [5 empty] | No
|  |  | ANESTHESIOLOGY WORKROOM |  |  | ANESTHESIA OFFICES |  |  | PAV |  | LEVEL 6 | 6-101 |  |  | 1 | 3 | WORKSTATION | FAX |  |  | Printer | [6 empty] | IDF 6-122C |  | 66951 | 7349366951 |  | ANLG-FAX | PAV-6-101--1 | PAV-FAX ANES WKRM 6101 | 40-Ann_Arbor-Continental_US-CSS | [5 empty] | No |  |  |  |  | ANLG-FAX
|  |  | ANESTHESIOLOGY WORKROOM |  |  | ANESTHESIA OFFICES |  |  | PAV |  | LEVEL 6 | 6-101 |  |  | 2 | 3 | PHONE/WORKSTATION | WIRED SPARE |  |  | SPARE | [6 empty] | IDF 6-122C |  | 66953 | 7349366953 |  | 8811 | PAV-6-101--2 | PAV-ANES WKRM 6101 | 40-Ann_Arbor-Continental_US-CSS | [5 empty] | No
|  |  | OFFICE |  |  | ANESTHESIA OFFICES |  |  | PAV |  | LEVEL 6 | 6-101A |  |  | 1 | 3 | PHONE/WORKSTATION | WIRED SPARE |  |  | SPARE | [6 empty] | IDF 6-122C |  | 67001 | 7349367001 |  | 8811 | PAV-6-101A--1 | PAV-ANES OFC 6101A | 40-Ann_Arbor-Continental_US-CSS | [5 empty] | No
|  |  | OFFICE |  |  | ANESTHESIA OFFICES |  |  | PAV |  | LEVEL 6 | 6-101A |  |  | 2 | 3 | PHONE/WORKSTATION | WIRED SPARE |  |  | SPARE | [6 empty] | IDF 6-122C |  | 67007 | 7349367007 |  | 8811 | PAV-6-101A--2 | PAV-ANES OFC 6101A | 40-Ann_Arbor-Continental_US-CSS | [5 empty] | No
|  |  | OFFICE |  |  | ANESTHESIA OFFICES |  |  | PAV |  | LEVEL 6 | 6-101B |  |  | 1 | 3 | PHONE/WORKSTATION | WIRED SPARE |  |  | SPARE | [6 empty] | IDF 6-122C |  | 67009 | 7349367009 |  | 8811 | PAV-6-101B--1 | PAV-ANES OFC 6101A | 40-Ann_Arbor-Continental_US-CSS | [5 empty] | No
|  |  | OFFICE |  |  | ANESTHESIA OFFICES |  |  | PAV |  | LEVEL 6 | 6-101B |  |  | 2 | 3 | PHONE/WORKSTATION | WIRED SPARE |  |  | SPARE | [6 empty] | IDF 6-122C |  | 67018 | 7349367018 |  | 8811 | PAV-6-101B--2 | PAV-ANES OFC 6101A | 40-Ann_Arbor-Continental_US-CSS | [5 empty] | No
|  |  | OFFICE |  |  | ANESTHESIA OFFICES |  |  | PAV |  | LEVEL 6 | 6-101D |  |  | 1 | 3 | PHONE/WORKSTATION | WIRED SPARE |  |  | SPARE | [6 empty] | IDF 6-122C |  | 67096 | 7349367096 |  | 8811 | PAV-6-101D--1 | PAV-ANES OFC 6101A | 40-Ann_Arbor-Continental_US-CSS | [5 empty] | No
|  |  | OFFICE |  |  | ANESTHESIA OFFICES |  |  | PAV |  | LEVEL 6 | 6-101D |  |  | 2 | 3 | PHONE/WORKSTATION | WIRED SPARE |  |  | SPARE | [6 empty] | IDF 6-122C |  | 67222 | 7349367222 |  | 8811 | PAV-6-101D--2 | PAV-ANES OFC 6101A | 40-Ann_Arbor-Continental_US-CSS | [5 empty] | No
|  |  | OFFICE |  |  | ANESTHESIA OFFICES |  |  | PAV |  | LEVEL 6 | 6-101F |  |  | 1 | 3 | PHONE/WORKSTATION | WIRED SPARE |  |  | SPARE | [6 empty] | IDF 6-122C |  | 67228 | 7349367228 |  | 8811 | PAV-6-101F--1 | PAV-ANES OFC 6101A | 40-Ann_Arbor-Continental_US-CSS | [5 empty] | No
|  |  | OFFICE |  |  | ANESTHESIA OFFICES |  |  | PAV |  | LEVEL 6 | 6-101G |  |  | 1 | 3 | PHONE/WORKSTATION | WIRED SPARE |  |  | SPARE | [6 empty] | IDF 6-122C |  | 67241 | 7349367241 |  | 8811 | PAV-6-101G--1 | PAV-ANES OFC 6101A | 40-Ann_Arbor-Continental_US-CSS | [5 empty] | No
|  |  | FELLOWS/ SWING |  |  | ANESTHESIA OFFICES |  |  | PAV |  | LEVEL 6 | 6-101H |  |  | 1 | 3 | PHONE/WORKSTATION | WIRED SPARE |  |  | SPARE | [6 empty] | IDF 6-122C |  | 67287 | 7349367287 |  | 8811 | PAV-6-101H--1 | PAV-ANES FELLOWS 6101H | 40-Ann_Arbor-Continental_US-CSS | [5 empty] | No
|  |  | FELLOWS/ SWING |  |  | ANESTHESIA OFFICES |  |  | PAV |  | LEVEL 6 | 6-101H |  |  | 2 | 3 | PHONE/WORKSTATION | WIRED SPARE |  |  | SPARE | [6 empty] | IDF 6-122C |  | 67316 | 7349367316 |  | 8811 | PAV-6-101H--2 | PAV-ANES FELLOWS 6101H | 40-Ann_Arbor-Continental_US-CSS | [5 empty] | No
|  |  | FELLOWS/ SWING |  |  | ANESTHESIA OFFICES |  |  | PAV |  | LEVEL 6 | 6-101H |  |  | 3 | 3 | PHONE/WORKSTATION | WIRED SPARE |  |  | SPARE | [6 empty] | IDF 6-122C |  | 67351 | 7349367351 |  | 8811 | PAV-6-101H--3 | PAV-ANES FELLOWS 6101H | 40-Ann_Arbor-Continental_US-CSS | [5 empty] | No
|  |  | FELLOWS/ SWING |  |  | ANESTHESIA OFFICES |  |  | PAV |  | LEVEL 6 | 6-101H |  |  | 4 | 3 | PHONE/WORKSTATION | WIRED SPARE |  |  | SPARE | [6 empty] | IDF 6-122C |  | 67400 | 7349367400 |  | 8811 | PAV-6-101H--4 | PAV-ANES FELLOWS 6101H | 40-Ann_Arbor-Continental_US-CSS | [5 empty] | No
|  |  | OFFICE |  |  | PERIOP ADMIN |  |  | PAV |  | LEVEL 6 | 6-102 |  |  | 1 | 3 | PHONE/WORKSTATION | WIRED SPARE |  |  | SPARE | [6 empty] | IDF 6-122C |  | 67497 | 7349367497 |  | 8811 | PAV-6-102--1 | PAV-PERIOP OFC 6102 | 40-Ann_Arbor-Continental_US-CSS | [5 empty] | Yes
|  |  | OFFICE |  |  | PERIOP ADMIN |  |  | PAV |  | LEVEL 6 | 6-102 |  |  | 2 | 3 | PHONE/WORKSTATION | WIRED SPARE |  |  | SPARE | [6 empty] | IDF 6-122C |  | 67500 | 7349367500 |  | 8811 | PAV-6-102--2 | PAV-PERIOP OFC 6102 | 40-Ann_Arbor-Continental_US-CSS | [5 empty] | Yes
|  |  | OFFICE |  |  | PERIOP ADMIN |  |  | PAV |  | LEVEL 6 | 6-104 |  |  | 1 | 3 | PHONE/WORKSTATION | PRINTER |  |  | SPARE | [6 empty] | IDF 6-122C |  | 67632 | 7349367632 |  | 8811 | PAV-6-104--1 | PAV-PERIOP OFC 6102 | 40-Ann_Arbor-Continental_US-CSS | [5 empty] | Yes
|  |  | OFFICE |  |  | PERIOP ADMIN |  |  | PAV |  | LEVEL 6 | 6-104 |  |  | 2 | 3 | PHONE/WORKSTATION | WIRED SPARE |  |  | SPARE | [6 empty] | IDF 6-122C |  | 67650 | 7349367650 |  | 8811 | PAV-6-104--2 | PAV-PERIOP OFC 6102 | 40-Ann_Arbor-Continental_US-CSS | [5 empty] | Yes
|  |  | OFFICE |  |  | PERIOP ADMIN |  |  | PAV |  | LEVEL 6 | 6-106 |  |  | 1 | 3 | PHONE/WORKSTATION | WIRED SPARE |  |  | SPARE | [6 empty] | IDF 6-122C |  | 67653 | 7349367653 |  | 8811 | PAV-6-106--1 | PAV-PERIOP OFC 6102 | 40-Ann_Arbor-Continental_US-CSS | [5 empty] | Yes
|  |  | OFFICE, IOM FACULTY |  |  | INTRAOPERATIVE MON |  |  | PAV |  | LEVEL 6 | 6-108 |  |  | 1 | 3 | PHONE/WORKSTATION | WIRED SPARE |  |  | SPARE | [6 empty] | IDF 6-122C |  | 67670 | 7349367670 |  | 8811 | PAV-6-108--1 | PAV-IOM FAC 6108 | 40-Ann_Arbor-Continental_US-CSS | [5 empty] | Yes
|  |  | OFFICE, IOM FACULTY |  |  | INTRAOPERATIVE MON |  |  | PAV |  | LEVEL 6 | 6-108 |  |  | 4 | 3 | PHONE/WORKSTATION | WIRED SPARE |  |  | SPARE | [6 empty] | IDF 6-122C |  | 67765 | 7349367765 |  | 8811 | PAV-6-108--4 | PAV-IOM FAC 6108 | 40-Ann_Arbor-Continental_US-CSS | [5 empty] | No
|  |  | TEAM ROOM |  |  | PAVILION CORE TEAM |  |  | PAV |  | LEVEL 6 | 6-112A |  |  | 4 | 3 | PHONE/WORKSTATION | WIRED SPARE |  |  | SPARE | [6 empty] | IDF 6-122C |  | 67774 | 7349367774 |  | 8811 | PAV-6-112A--4 | PAV-TM RM 6112A | 40-Ann_Arbor-Continental_US-CSS | [5 empty] | No
|  |  | TEAM ROOM |  |  | PAVILION CORE TEAM |  |  | PAV |  | LEVEL 6 | 6-112A |  |  | 7 | 3 | PHONE/WORKSTATION | WIRED SPARE |  |  | SPARE | [6 empty] | IDF 6-122C |  | 67777 | 7349367777 |  | 8811 | PAV-6-112A--7 | PAV-TM RM 6112A | 40-Ann_Arbor-Continental_US-CSS | [5 empty] | No
|  |  | TEAM ROOM |  |  | PAVILION CORE TEAM |  |  | PAV |  | LEVEL 6 | 6-112A |  |  | 8 | 3 | PHONE/WORKSTATION | WIRED SPARE |  |  | SPARE | [6 empty] | IDF 6-122C |  | 67800 | 7349367800 |  | 8811 | PAV-6-112A--8 | PAV-TM RM 6112A | 40-Ann_Arbor-Continental_US-CSS | [5 empty] | No
|  |  | TEAM ROOM |  |  | PAVILION CORE TEAM |  |  | PAV |  | LEVEL 6 | 6-112A |  |  | 10 | 3 | PHONE/WORKSTATION | WIRED SPARE |  |  | SPARE | [6 empty] | IDF 6-122C |  | 67805 | 7349367805 |  | 8811 | PAV-6-112A--10 | PAV-TM RM 6112A | 40-Ann_Arbor-Continental_US-CSS | [5 empty] | No
|  |  | CONFERENCE ROOM (SAFE) |  |  | PAVILION CORE TEAM |  |  | PAV |  | LEVEL 6 | 6-112B |  |  | 4 | 3 | PHONE | WIRED SPARE |  |  | SPARE | [6 empty] | IDF 6-122C |  | 67825 | 7349367825 |  | 8811 | PAV-6-112B--4 | PAV-CONF SAFE RM 6112B | 40-Ann_Arbor-Continental_US-CSS | [5 empty] | No
|  |  | INTRAOPERATIVE MONITORING |  |  | INTRAOPERATIVE MON |  |  | PAV |  | LEVEL 6 | 6-114 |  |  | 1 | 3 | PHONE/WORKSTATION | WIRED SPARE |  |  | SPARE | [6 empty] | IDF 6-122C |  | 67826 | 7349367826 |  | 8811 | PAV-6-114--1 | PAV-IOM MON 6114 | 40-Ann_Arbor-Continental_US-CSS | [5 empty] | No
|  |  | INTRAOPERATIVE MONITORING |  |  | INTRAOPERATIVE MON |  |  | PAV |  | LEVEL 6 | 6-114 |  |  | 2 | 3 | PHONE/WORKSTATION | WIRED SPARE |  |  | SPARE | [6 empty] | IDF 6-122C |  | 67830 | 7349367830 |  | 8811 | PAV-6-114--2 | PAV-IOM MON 6114 | 40-Ann_Arbor-Continental_US-CSS | [5 empty] | No
|  |  | INTRAOPERATIVE MONITORING |  |  | INTRAOPERATIVE MON |  |  | PAV |  | LEVEL 6 | 6-114 |  |  | 6 | 3 | WORKSTATION | PRINTER |  |  | FAX | [6 empty] | IDF 6-122C |  | 67846 | 7349367846 |  | ANLG-FAX | PAV-6-114--6 | PAV-FAX IR MON RM 6114 | 40-Ann_Arbor-Continental_US-CSS | [5 empty] | No |  |  |  |  | ANLG-FAX
|  |  | OFFICE |  |  | PERIOP ADMIN |  |  | PAV |  | LEVEL 6 | 6-124 |  |  | 1 | 3 | PHONE/WORKSTATION | WIRED SPARE |  |  | SPARE | [6 empty] | IDF 6-122C |  | 67853 | 7349367853 |  | 8811 | PAV-6-124--1 | PAV-PERIOP OFC 6124 | 40-Ann_Arbor-Continental_US-CSS | [5 empty] | Yes
|  |  | OFFICE |  |  | PERIOP ADMIN |  |  | PAV |  | LEVEL 6 | 6-124 |  |  | 2 | 3 | PHONE/WORKSTATION | WIRED SPARE |  |  | SPARE | [6 empty] | IDF 6-122C |  | 67926 | 7349367926 |  | 8811 | PAV-6-124--2 | PAV-PERIOP OFC 6124 | 40-Ann_Arbor-Continental_US-CSS | [5 empty] | Yes
|  |  | OFFICE |  |  | PERIOP ADMIN |  |  | PAV |  | LEVEL 6 | 6-124 |  |  | 3 | 3 | PHONE/WORKSTATION | WIRED SPARE |  |  | SPARE | [6 empty] | IDF 6-122C |  | 67932 | 7349367932 |  | 8811 | PAV-6-124--3 | PAV-PERIOP OFC 6124 | 40-Ann_Arbor-Continental_US-CSS | [5 empty] | Yes
|  |  | OFFICE |  |  | PERIOP ADMIN |  |  | PAV |  | LEVEL 6 | 6-124 |  |  | 4 | 3 | WORKSTATION | PRINTER |  |  | FAX | [6 empty] | IDF 6-122C |  | 67958 | 7349367958 |  | ANLG-FAX | PAV-6-124--4 | PAV-FAX PERIOP ADM OFC 6124 | 40-Ann_Arbor-Continental_US-CSS | [5 empty] | No |  |  |  |  | ANLG-FAX
|  |  | CORRIDOR |  |  | HOUSE PHONE |  |  | PAV |  | LEVEL 6 | 6-200Z |  |  | 1 | W | PHONE | [10 empty] | IDF 6-122C |  | 68026 | 7349368026 |  | 6901W | PAV-6-200Z--1 | PAV-CORR 6-200Z | 00-Ann_Arbor-Internal-CSS | [5 empty] | No
|  |  | SURGICAL TOUCHDOWN |  |  | PERIOP ADMIN |  |  | PAV |  | LEVEL 6 | 6-201 |  |  | 1 | 3 | PHONE/WORKSTATION | WORKSTATION |  |  | SPARE | [6 empty] | IDF 6-122C |  | 68173 | 7349368173 |  | 8811 | PAV-6-201--1 | PAV-SURG TOUCHDOWN 6201 | 40-Ann_Arbor-Continental_US-CSS | [5 empty] | No
|  |  | PHYSICIAN LOUNGE |  |  | PAVILION CORE TEAM |  |  | PAV |  | LEVEL 6 | 6-203 |  |  | 3 | 3 | PHONE/WORKSTATION | WIRED SPARE |  |  | SPARE | [6 empty] | IDF 6-122C |  | 68177 | 7349368177 |  | 8811 | PAV-6-203--3 | PAV-PHYS LOUNGE 6203 | 40-Ann_Arbor-Continental_US-CSS | [5 empty] | No
|  |  | PHYSICIAN LOUNGE |  |  | PAVILION CORE TEAM |  |  | PAV |  | LEVEL 6 | 6-203 |  |  | 4 | 3 | PHONE/WORKSTATION | WIRED SPARE |  |  | SPARE | [6 empty] | IDF 6-122C |  | 68212 | 7349368212 |  | 8811 | PAV-6-203--4 | PAV-PHYS LOUNGE 6203 | 40-Ann_Arbor-Continental_US-CSS | [5 empty] | No
|  |  | STAFF LOUNGE |  |  | PAVILION CORE TEAM |  |  | PAV |  | LEVEL 6 | 6-205 |  |  | 6 | W | PHONE | [10 empty] | IDF 6-122C |  | 68233 | 7349368233 |  | 6901W | PAV-6-205--6 | PAV-STAFF LOUNGE 6205 | 00-Ann_Arbor-Internal-CSS | [5 empty] | No
|  |  | CORE DESK |  |  | PERIOP ADMIN |  |  | PAV |  | LEVEL 6 | 6-207 |  |  | 1 | 3 | PHONE/WORKSTATION | WIRED SPARE |  |  | SPARE | [6 empty] | IDF 6-238C |  | 68241 | 7349368241 |  | 8811 | PAV-6-207--1 | PAV-CORE DESK 6207 | 40-Ann_Arbor-Continental_US-CSS | [5 empty] | No
|  |  | PHARMACY |  |  | PHARMACY |  |  | PAV |  | LEVEL 6 | 6-211 |  |  | 4 | 3 | PHONE/WORKSTATION | WIRED SPARE |  |  | SPARE | [6 empty] | IDF 6-122C |  | 28320 | 7342328320 |  | 8811 | PAV-6-211--4 | PAV-PHARMACY 6211 | 40-Ann_Arbor-Continental_US-CSS | [5 empty] | No
|  |  | PHARMACY |  |  | PHARMACY |  |  | PAV |  | LEVEL 6 | 6-211 |  |  | 7 | 3 | PHONE/WORKSTATION | LABEL PRINTER |  |  | SPARE | [6 empty] | IDF 6-122C |  | 28328 | 7342328328 |  | 8811 | PAV-6-211--7 | PAV-PHARMACY 6211 | 40-Ann_Arbor-Continental_US-CSS | [5 empty] | No
|  |  | PHARMACY |  |  | PHARMACY |  |  | PAV |  | LEVEL 6 | 6-211 |  |  | 8 | 3 | PHONE/WORKSTATION | WIRED SPARE |  |  | SPARE | [6 empty] | IDF 6-122C |  | 28338 | 7342328338 |  | 8811 | PAV-6-211--8 | PAV-PHARMACY 6211 | 40-Ann_Arbor-Continental_US-CSS | [5 empty] | No
|  |  | PHARMACY |  |  | PHARMACY |  |  | PAV |  | LEVEL 6 | 6-211 |  |  | 10 | 3 | PHONE/WORKSTATION | WIRED SPARE |  |  | SPARE | [6 empty] | IDF 6-122C |  | 28346 | 7342328346 |  | 8811 | PAV-6-211--10 | PAV-PHARMACY 6211 | 40-Ann_Arbor-Continental_US-CSS | [5 empty] | No
|  |  | PHARMACY |  |  | PHARMACY |  |  | PAV |  | LEVEL 6 | 6-211 |  |  | 11 | 3 | PHONE/WORKSTATION | LABEL PRINTER |  |  | SPARE | [6 empty] | IDF 6-122C |  | 28348 | 7342328348 |  | 8811 | PAV-6-211--11 | PAV-PHARMACY 6211 | 40-Ann_Arbor-Continental_US-CSS | [5 empty] | No
|  |  | PHARMACY |  |  | PHARMACY |  |  | PAV |  | LEVEL 6 | 6-211 |  |  | 13 | 3 | PHONE/WORKSTATION | WIRED SPARE |  |  | SPARE | [6 empty] | IDF 6-122C |  | 28371 | 7342328371 |  | 8811 | PAV-6-211--13 | PAV-PHARMACY 6211 | 40-Ann_Arbor-Continental_US-CSS | [5 empty] | No
|  |  | PHARMACY |  |  | PHARMACY |  |  | PAV |  | LEVEL 6 | 6-211 |  |  | 15 | 3 | PHONE/WORKSTATION | LABEL PRINTER |  |  | SPARE | [6 empty] | IDF 6-122C |  | 28374 | 7342328374 |  | 8811 | PAV-6-211--15 | PAV-PHARMACY 6211 | 40-Ann_Arbor-Continental_US-CSS | [5 empty] | No
|  |  | PHARMACY |  |  | PHARMACY |  |  | PAV |  | LEVEL 6 | 6-211 |  |  | 18 | 3 | PHONE/WORKSTATION | WIRED SPARE |  |  | SPARE | [6 empty] | IDF 6-122C |  | 28377 | 7342328377 |  | 8811 | PAV-6-211--18 | PAV-PHARMACY 6211 | 40-Ann_Arbor-Continental_US-CSS | [5 empty] | No
|  |  | PHARMACY |  |  | PHARMACY |  |  | PAV |  | LEVEL 6 | 6-211 |  |  | 22 | 3 | PHONE/WORKSTATION | LABEL PRINTER |  |  | SPARE | [6 empty] | IDF 6-122C |  | 28382 | 7342328382 |  | 8811 | PAV-6-211--22 | PAV-PHARMACY 6211 | 40-Ann_Arbor-Continental_US-CSS | [5 empty] | No
|  |  | PHARMACY |  |  | PHARMACY |  |  | PAV |  | LEVEL 6 | 6-211 |  |  | 23 | 3 | PHONE/WORKSTATION | LABEL PRINTER |  |  | SPARE | [6 empty] | IDF 6-122C |  | 28395 | 7342328395 |  | 8811 | PAV-6-211--23 | PAV-PHARMACY 6211 | 40-Ann_Arbor-Continental_US-CSS | [5 empty] | No
|  |  | PHARMACY |  |  | PHARMACY |  |  | PAV |  | LEVEL 6 | 6-211 |  |  | 30 | 3 | PHONE/WORKSTATION | WIRED SPARE |  |  | SPARE | [6 empty] | IDF 6-122C |  | 28396 | 7342328396 |  | 8811 | PAV-6-211--30 | PAV-PHARMACY 6211 | 40-Ann_Arbor-Continental_US-CSS | [5 empty] | No
|  |  | PHARMACY |  |  | PHARMACY |  |  | PAV |  | LEVEL 6 | 6-211 |  |  | 31 | 3 | PHONE/WORKSTATION | WIRED SPARE |  |  | SPARE | [6 empty] | IDF 6-122C |  | 28585 | 7342328585 |  | 8811 | PAV-6-211--31 | PAV-PHARMACY 6211 | 40-Ann_Arbor-Continental_US-CSS | [5 empty] | No
|  |  | ALCOVE - CLERICAL |  |  | PHARMACY |  |  | PAV |  | LEVEL 6 | 6-211A |  |  | 1 | 3 | PHONE/WORKSTATION | WIRED SPARE |  |  | SPARE | [6 empty] | IDF 6-122C |  | 68276 | 7349368276 |  | 8811 | PAV-6-211A--1 | PAV-PHARM ALCOVE 6211A | 40-Ann_Arbor-Continental_US-CSS | [5 empty] | No
|  |  | ALCOVE - CLERICAL |  |  | PHARMACY |  |  | PAV |  | LEVEL 6 | 6-211A |  |  | 2 | 3 | PRINTER | FAX |  |  | SPARE | [6 empty] | IDF 6-122C |  | 68285 | 7349368285 |  | ANLG-FAX | PAV-6-211A--2 | PAV-FAX ALCOVE PHARM 6211A | 40-Ann_Arbor-Continental_US-CSS | [5 empty] | No |  |  |  |  | ANLG-FAX
|  |  | OFFICE PHARMACIST |  |  | PHARMACY |  |  | PAV |  | LEVEL 6 | 6-211B |  |  | 1 | 3 | PHONE/WORKSTATION |  |  |  | SPARE | [6 empty] | IDF 6-122C |  | 68287 | 7349368287 |  | 8811 | PAV-6-211B--1 | PAV-PHARM OFC 6211B | 40-Ann_Arbor-Continental_US-CSS | [5 empty] | Yes
|  |  | OFFICE PHARMACIST |  |  | PHARMACY |  |  | PAV |  | LEVEL 6 | 6-211B |  |  | 1 | 3 |  | PHONE/WORKSTATION | [9 empty] | IDF 6-122C |  | 68291 | 7349368291 |  | 8811 | PAV-6-211B--1 | PAV-PHARM OFC 6211B | 40-Ann_Arbor-Continental_US-CSS | [5 empty] | Yes
|  |  | IV ADMIXTURE NON-HAZARDOUS COMPOUNDING ROOM |  |  | PHARMACY |  |  | PAV |  | LEVEL 6 | 6-211F |  |  | 4 | 3 | WORKSTATION | PHONE |  |  | SPARE | [6 empty] | IDF 6-122C |  | 68293 | 7349368293 |  | 8811 | PAV-6-211F--4 | PAV-IV MIX RM 6211F | 40-Ann_Arbor-Continental_US-CSS | [5 empty] | No
|  |  | NEURO IR (BI-PLANE) |  |  | RADIOLOGY-NIR-MR-OR |  |  | PAV | Neuro IR 10 | LEVEL 6 | 6-217 |  |  | 8 | 3 | PHONE | WIRED SPARE |  |  | SPARE | [6 empty] | IDF 6-122C |  | 68338 | 7349368338 |  | 8811 | PAV-6-217--8 | PAV-NIR 10 6217 | 40-Ann_Arbor-Continental_US-CSS | [5 empty] | No
|  |  | NEURO IR (BI-PLANE) |  |  | RADIOLOGY-NIR-MR-OR |  |  | PAV | Neuro IR 10 | LEVEL 6 | 6-217 |  |  | 24 | AS | PHONE | WIRED SPARE |  |  | WORKSTATION |  |  | PHYSIO MONITOR |  |  |  | IDF 6-122C |  | 68355 | 7349368355 |  | ANLG-CPE | PAV-6-217--24 | PAV-OR ANES 6217 | 40-Ann_Arbor-Continental_US-CSS | [5 empty] | No |  |  |  |  | ANLG-CPE
|  |  | NEURO IR (BI-PLANE) |  |  | RADIOLOGY-NIR-MR-OR |  |  | PAV | Neuro IR 10 | LEVEL 6 | 6-217 |  |  | 27 | AS | PHONE | WIRED SPARE |  |  | WORKSTATION |  |  | PHYSIO MONITOR |  |  |  | IDF 6-122C |  | 68355 | 7349368355 |  | ANLG-CPE | PAV-6-217--27 | PAV-OR ANES 6217 | 40-Ann_Arbor-Continental_US-CSS | [5 empty] | No |  |  |  |  | ANLG-CPE
|  |  | NIR CONTROL |  |  | RADIOLOGY-NIR-MR-OR |  |  | PAV |  | LEVEL 6 | 6-217A |  |  | 5 | 3 | PHONE/WORKSTATION | WIRED SPARE |  |  | SPARE | [6 empty] | IDF 6-122C |  | 68497 | 7349368497 |  | 8811 | PAV-6-217A--5 | PAV-NIR CONTROL 6217 | 40-Ann_Arbor-Continental_US-CSS | [5 empty] | No
|  |  | BOARD RUNNER |  |  | PERIOP (Rusty email 9/6/24)) |  |  | PAV |  | LEVEL 6 | 6-220H |  |  | 1 | 3 | PHONE/WORKSTATION | WIRED SPARE |  |  | SPARE | [6 empty] | IDF 6-238C |  | 68511 | 7349368511 |  | 8811 | PAV-6-220H--1 | PAV-BOARD RUNNER 6220H | 40-Ann_Arbor-Continental_US-CSS | [5 empty] | No
|  |  | BOARD RUNNER |  |  | PERIOP (Rusty email 9/6/24)) |  |  | PAV |  | LEVEL 6 | 6-220H |  |  | 4 | 3 | PHONE/WORKSTATION | WIRED SPARE |  |  | SPARE | [6 empty] | IDF 6-238C |  | 68520 | 7349368520 |  | 8811 | PAV-6-220H--4 | PAV-BOARD RUNNER 6220H | 40-Ann_Arbor-Continental_US-CSS | [5 empty] | No
|  |  | NIR READING ROOM |  |  | RADIOLOGY-NIR-MR-OR |  |  | PAV |  | LEVEL 6 | 6-221 |  |  | 2 | 3 | WORKSTATION | PHONE |  |  | SPARE | [6 empty] | IDF 6-122C |  | 68557 | 7349368557 |  | ANLG-CORDLESS | PAV-6-221--2 | PAV-NIR READ RM 6-221 | 40-Ann_Arbor-Continental_US-CSS | [5 empty] | No |  |  |  |  | ANLG-CORDLESS
|  |  | NIR READING ROOM |  |  | RADIOLOGY-NIR-MR-OR |  |  | PAV |  | LEVEL 6 | 6-221 |  |  | 5 | 3 | WORKSTATION | PHONE |  |  | SPARE | [6 empty] | IDF 6-122C |  | 68587 | 7349368587 |  | ANLG-CORDLESS | PAV-6-221--5 | PAV-NIR READ RM 6-221 | 40-Ann_Arbor-Continental_US-CSS | [5 empty] | No |  |  |  |  | ANLG-CORDLESS
|  |  | NEURO IR (CT/BI-PLANE) |  |  | RADIOLOGY-NIR-MR-OR |  |  | PAV | Neuro IR 9 | LEVEL 6 | 6-223 |  |  | 3 | 3 | PHONE | WIRED SPARE |  |  | SPARE | [6 empty] | IDF 6-122C |  | 68607 | 7349368607 |  | 8811 | PAV-6-223--3 | PAV-NIR OR 6223 | 40-Ann_Arbor-Continental_US-CSS | [5 empty] | No
|  |  | NEURO IR (CT/BI-PLANE) |  |  | RADIOLOGY-NIR-MR-OR |  |  | PAV | Neuro IR 9 | LEVEL 6 | 6-223 |  |  | 23 | AS | PHONE | WIRED SPARE |  |  | WORKSTATION |  |  | PHYSIO MONITOR |  |  |  | IDF 6-122C |  | 68614 | 7349368614 |  | ANLG-CPE | PAV-6-223--23 | PAV-OR ANES 6 | 40-Ann_Arbor-Continental_US-CSS | [5 empty] | No |  |  |  |  | ANLG-CPE |  | 2/17/25 Charlotta
|  |  | NEURO IR (CT/BI-PLANE) |  |  | RADIOLOGY-NIR-MR-OR |  |  | PAV | Neuro IR 9 | LEVEL 6 | 6-223 |  |  | 26 | AS | PHONE | WIRED SPARE |  |  | WORKSTATION |  |  | PHYSIO MONITOR |  |  |  | IDF 6-122C |  | 68617 | 7349368617 |  | ANLG-CPE | PAV-6-223--26 | PAV-OR ANES 6 | 40-Ann_Arbor-Continental_US-CSS | [5 empty] | No |  |  |  |  | ANLG-CPE |  | 2/17/25 Charlotta
|  |  | NIR CONTROL |  |  | RADIOLOGY-NIR-MR-OR |  |  | PAV |  | LEVEL 6 | 6-223A |  |  | 5 | 3 | PHONE/WORKSTATION | LABEL PRINTER |  |  | SPARE | [6 empty] | IDF 6-122C |  | 68661 | 7349368661 |  | 8811 | PAV-6-223A--5 | PAV-NIR CONTROL 6223A | 40-Ann_Arbor-Continental_US-CSS | [5 empty] | No
|  |  | FROZEN SECTION |  |  | PATHOLOGY |  |  | PAV |  | LEVEL 6 | 6-301 |  |  | 3 | 3 | PHONE/WORKSTATION | LABEL PRINTER |  |  | SPARE | [6 empty] | IDF 6-238C |  | 68678 | 7349368678 |  | 8811 | PAV-6-301--3 | PAV-FROZEN SECT 6301 | 40-Ann_Arbor-Continental_US-CSS | [5 empty] | No
|  |  | FROZEN SECTION |  |  | PATHOLOGY |  |  | PAV |  | LEVEL 6 | 6-301 |  |  | 14 | 3 | PHONE/WORKSTATION | MEDICAL EQUIPMENT-FIXED |  |  | SPARE | [6 empty] | IDF 6-238C |  | 68679 | 7349368679 |  | 8811 | PAV-6-301--14 | PAV-FROZEN SECT 6301 | 40-Ann_Arbor-Continental_US-CSS | [5 empty] | No | [6 empty] | Dup? See below
|  |  | FROZEN SECTION |  |  | PATHOLOGY |  |  | PAV |  | LEVEL 6 | 6-301 |  |  | 16 | W | WORKSTATION? (or PHONE) | [10 empty] | IDF 6-238C |  | 68692 | 7349368692 |  | 8811W | PAV-6-301--16 | PAV-FROZEN SECT 6301 | 40-Ann_Arbor-Continental_US-CSS | [5 empty] | No | [6 empty] | NOT A WALL PHONE! (and currently wall phone jack)
|  |  | STORAGE |  |  | RADIOLOGY CASSIE |  |  | PAV |  | LEVEL 6 | 6-303 |  |  | 3 | 3 | PHONE/WORKSTATION | WIRED SPARE |  |  | SPARE | [6 empty] | IDF 6-238C |  | 68693 | 7349368693 |  | 8811 | PAV-6-303--3 | PAV-RAD STORAGE 6303 | 40-Ann_Arbor-Continental_US-CSS | [5 empty] | No
|  |  | OR FRONT DESK-1 |  |  | PERIOP |  |  | PAV |  | LEVEL 6 | 6-306-1 |  |  | 2 | 3 | PRINTER | FAX |  |  | SPARE | [6 empty] | IDF 6-304C |  | 68704 | 7349368704 |  | ANLG-FAX | PAV-6-306-1--2 | PAV-FAX OR FRONT DESK 6-306 | 40-Ann_Arbor-Continental_US-CSS | [5 empty] | No |  |  |  |  | ANLG-FAX
|  |  | OR FRONT DESK-1 |  |  | PERIOP |  |  | PAV |  | LEVEL 6 | 6-306-1 |  |  | 4 | 3 | PHONE/WORKSTATION | WIRED SPARE |  |  | SPARE | [6 empty] | IDF 6-304C |  | 68723 | 7349368723 |  | 8811 | PAV-6-306-1--4 | PAV-OR FRONT DESK 6306 | 40-Ann_Arbor-Continental_US-CSS | [5 empty] | No | [6 empty] | OR CPUG D
|  |  | OR FRONT DESK-1 |  |  | PERIOP |  |  | PAV |  | LEVEL 6 | 6-306-1 |  |  | 5 | 3 | PHONE/WORKSTATION | LABEL PRINTER |  |  | SPARE | [6 empty] | IDF 6-304C |  | 68740 | 7349368740 |  | 8811 | PAV-6-306-1--5 | PAV-OR FRONT DESK 6306 | 40-Ann_Arbor-Continental_US-CSS | [5 empty] | No | [6 empty] | OR CPUG D
|  |  | OR FRONT DESK-1 |  |  | PERIOP |  |  | PAV |  | LEVEL 6 | 6-306-1 |  |  | 6 | 3 | PHONE/WORKSTATION | WIRED SPARE |  |  | SPARE | [6 empty] | IDF 6-304C |  | 68766 | 7349368766 |  | 8811 | PAV-6-306-1--6 | PAV-OR FRONT DESK 6306 | 40-Ann_Arbor-Continental_US-CSS | [5 empty] | No | [6 empty] | OR CPUG D
|  |  | OR FRONT DESK-2 |  |  | PERIOP |  |  | PAV |  | LEVEL 6 | 6-306-2 |  |  | 2 | 3 | PHONE/WORKSTATION | WIRED SPARE |  |  | SPARE | [6 empty] | IDF 6-304C |  | 68833 | 7349368833 |  | 8811 | PAV-6-306-2--2 | PAV-OR FRONT DESK 6306 | 40-Ann_Arbor-Continental_US-CSS | [5 empty] | No | [6 empty] | OR CPUG D
|  |  | OR FRONT DESK-2 |  |  | PERIOP |  |  | PAV |  | LEVEL 6 | 6-306-2 |  |  | 3 | 3 | PHONE/WORKSTATION | WIRED SPARE |  |  | SPARE | [6 empty] | IDF 6-304C |  | 68849 | 7349368849 |  | 8811 | PAV-6-306-2--3 | PAV-OR FRONT DESK 6306 | 40-Ann_Arbor-Continental_US-CSS | [5 empty] | No | [6 empty] | OR CPUG D
|  |  | OR FRONT DESK-2 |  |  | PERIOP |  |  | PAV |  | LEVEL 6 | 6-306-2 |  |  | 4 | 3 | PHONE/WORKSTATION | WIRED SPARE |  |  | SPARE | [6 empty] | IDF 6-304C |  | 68900 | 7349368900 |  | 8811 | PAV-6-306-2--4 | PAV-OR FRONT DESK 6306 | 40-Ann_Arbor-Continental_US-CSS | [5 empty] | No | [6 empty] | OR CPUG D
|  |  | ANESTHESIA WORKROOM |  |  | ANESTHESIA |  |  | PAV |  | LEVEL 6 | 6-311 |  |  | 1 | AS | PHONE | WIRED SPARE |  |  | WORKSTATION |  |  | PHYSIO MONITOR |  |  |  | IDF 6-238C |  | 68901 | 7349368901 |  | 8811 | PAV-6-311--1 | PAV-ANES WKRM 6311 | 40-Ann_Arbor-Continental_US-CSS | [5 empty] | No
|  |  | ANESTHESIA INDUCTION ROOM |  |  | ANESTHESIA |  |  | PAV |  | LEVEL 6 | 6-313 |  |  | 3 | AS | PHONE | WIRED SPARE |  |  | WORKSTATION |  |  | PHYSIO MONITOR |  |  |  | IDF 6-304C |  | 68902 | 7349368902 |  | ANLG-CPE | PAV-6-313--3 | PAV-ANES INDUC RM 6-313 | 40-Ann_Arbor-Continental_US-CSS | [5 empty] | No |  |  |  |  | ANLG-CPE |  | Customer purchaes phone we label jack with DID
|  |  | STERILE CORE |  |  | PERIOP ADMIN |  |  | PAV |  | LEVEL 6 | 6-314 |  |  | 1 | 3 | PHONE/WORKSTATION | WIRED SPARE |  |  | SPARE | [6 empty] | IDF 6-238C |  | 68903 | 7349368903 |  | 8811 | PAV-6-314--1 | PAV-STERILE CORE 6314 | 40-Ann_Arbor-Continental_US-CSS | [5 empty] | No
|  |  | OPERATING ROOM, MR HYBRID |  |  | OR |  |  | PAV | MR/OR 1 | LEVEL 6 | 6-315A |  |  | 12 | AS | PHONE | WIRED SPARE |  |  | WORKSTATION |  |  | PHYSIO MONITOR |  |  |  | IDF 6-304C |  | 68912 | 7349368912 |  | ANLG-CPE | PAV-6-315A--12 | PAV-OR ANES 6315A | 40-Ann_Arbor-Continental_US-CSS | [5 empty] | No |  |  |  |  | ANLG-CPE |  | New shared DID in MR/OR 1 (ANES)
|  |  | OPERATING ROOM, MR HYBRID |  |  | OR |  |  | PAV | MR/OR 1 | LEVEL 6 | 6-315A |  |  | 13 | AS | PHONE | WIRED SPARE |  |  | WORKSTATION |  |  | PHYSIO MONITOR |  |  |  | IDF 6-304C |  | 68912 | 7349368912 |  | ANLG-CPE | PAV-6-315A--13 | PAV-OR ANES 6315A | 40-Ann_Arbor-Continental_US-CSS | [5 empty] | No |  |  |  |  | ANLG-CPE |  | New shared DID in MR/OR 1 (ANES)
|  |  | OPERATING ROOM, MR HYBRID |  |  | OR |  |  | PAV | MR/OR 1 | LEVEL 6 | 6-315A |  |  | 20 | 3-L | PHONE/WORKSTATION | WIRED SPARE |  |  | SPARE | [6 empty] | IDF 6-304C |  | 68927 | 7349368927 |  | 8811 | PAV-6-315A--20 | PAV-MRI RM 6315A | 40-Ann_Arbor-Continental_US-CSS | [5 empty] | No
|  |  | MRI ROOM | [5 empty] | PAV |  | LEVEL 6 | 6-315F |  |  | 4 | AS | PHONE | WIRED SPARE |  |  | WORKSTATION |  |  | PHYSIO MONITOR |  |  |  | IDF 6-304C |  | 68939 | 7349368939 |  | ANLG-CPE | PAV-6-315F--4 | PAV-MRI RM 6-315F | 40-Ann_Arbor-Continental_US-CSS | [5 empty] | No |  |  |  |  | ANLG-CPE |  | 2/17/25 Charlotta
|  |  | MRI CONTROL |  |  | PAVILION CORE TEAM |  |  | PAV |  | LEVEL 6 | 6-315K |  |  | 4 | 3 | PHONE/WORKSTATION | WIRED SPARE |  |  | SPARE | [6 empty] | IDF 6-304C |  | 68940 | 7349368940 |  | 8811 | PAV-6-315K--4 | PAV-MRI CNTRL RM 6315K | 40-Ann_Arbor-Continental_US-CSS | [5 empty] | No
|  |  | MRI CONTROL |  |  | PAVILION CORE TEAM |  |  | PAV |  | LEVEL 6 | 6-315K |  |  | 7 | 3 | PHONE/WORKSTATION | WIRED SPARE |  |  | SPARE | [6 empty] | IDF 6-304C |  | 68941 | 7349368941 |  | 8811 | PAV-6-315K--7 | PAV-MRI CNTRL RM 6315K | 40-Ann_Arbor-Continental_US-CSS | [5 empty] | No
|  |  | MRI CONTROL |  |  | PAVILION CORE TEAM |  |  | PAV |  | LEVEL 6 | 6-315K |  |  | 9 | 3 | PHONE | WIRED SPARE |  |  | SPARE | [6 empty] | IDF 6-304C |  | 68958 | 7349368958 |  | 8811 | PAV-6-315K--9 | PAV-MRI CNTRL RM 6315K | 40-Ann_Arbor-Continental_US-CSS | [5 empty] | No
|  |  | MRI CONTROL |  |  | PAVILION CORE TEAM |  |  | PAV |  | LEVEL 6 | 6-315K |  |  | 1 | 3 | PHONE/WORKSTATION | WIRED SPARE |  |  | SPARE | [6 empty] | IDF 6-304C |  | 68969 | 7349368969 |  | 8811 | PAV-6-315K--1 | PAV-MRI CNTRL RM 6315K | 40-Ann_Arbor-Continental_US-CSS | [5 empty] | No
|  |  | MRI CONTROL |  |  | PAVILION CORE TEAM |  |  | PAV |  | LEVEL 6 | 6-315K |  |  | 14 | 3 | PHONE/WORKSTATION | WIRED SPARE |  |  | SPARE | [6 empty] | IDF 6-304C |  | 68977 | 7349368977 |  | 8811 | PAV-6-315K--14 | PAV-MRI CNTRL RM 6315K | 40-Ann_Arbor-Continental_US-CSS | [5 empty] | No
|  |  | MRI CONTROL | [5 empty] | PAV |  | LEVEL 6 | 6-315K |  |  | 17 | 3 | PHONE/WORKSTATION | PRINTER | [9 empty] | IDF 6-304C |  | 68982 | 7349368982 |  | 8811 | PAV-6-315K--17 | PAV-MRI CNTRL RM 6315K | 40-Ann_Arbor-Continental_US-CSS | [5 empty] | No
|  |  | OPERATING ROOM, NEURO |  |  | OR |  |  | PAV | OR 3 | LEVEL 6 | 6-316 |  |  | 1 | 3 | PHONE/WORKSTATION | WIRED SPARE |  |  | SPARE | [6 empty] | IDF 6-304C |  | 68984 | 7349368984 |  | 8811 | PAV-6-316--1 | PAV-NEURO OR 3 6316 | 40-Ann_Arbor-Continental_US-CSS | [5 empty] | No
|  |  | OPERATING ROOM, NEURO |  |  | OR |  |  | PAV | OR 3 | LEVEL 6 | 6-316 |  |  | 6 | 3 | PHONE/WORKSTATION | WIRED SPARE |  |  | SPARE | [6 empty] | IDF 6-304C |  | 68987 | 7349368987 |  | 8811 | PAV-6-316--6 | PAV-NEURO OR 3 6316 | 40-Ann_Arbor-Continental_US-CSS | [5 empty] | No
|  |  | OPERATING ROOM, NEURO |  |  | OR |  |  | PAV | OR 3 | LEVEL 6 | 6-316 |  |  | 20 | AS | PHONE | WIRED SPARE |  |  | WORKSTATION |  |  | PHYSIO MONITOR |  |  |  | IDF 6-304C |  | 69001 | 7349369001 |  | ANLG-CPE | PAV-6-316--20 | PAV-OR ANES 6316 | 40-Ann_Arbor-Continental_US-CSS | [5 empty] | No |  |  |  |  | ANLG-CPE |  | New shared DID in OR 3 (ANES)
|  |  | OPERATING ROOM, NEURO |  |  | OR |  |  | PAV | OR 3 | LEVEL 6 | 6-316 |  |  | 26 | AS | PHONE | WIRED SPARE |  |  | WORKSTATION |  |  | PHYSIO MONITOR |  |  |  | IDF 6-304C |  | 69001 | 7349369001 |  | ANLG-CPE | PAV-6-316--26 | PAV-OR ANES 6316 | 40-Ann_Arbor-Continental_US-CSS | [5 empty] | No |  |  |  |  | ANLG-CPE |  | New shared DID in OR 3 (ANES)
|  |  | OPERATING ROOM, NEURO |  |  | OR |  |  | PAV | OR 5 | LEVEL 6 | 6-318 |  |  | 1 | 3 | PHONE/WORKSTATION | WIRED SPARE |  |  | SPARE | [6 empty] | IDF 6-304C |  | 69008 | 7349369008 |  | 8811 | PAV-6-318--1 | PAV-NEURO OR 5 6318 | 40-Ann_Arbor-Continental_US-CSS | [5 empty] | No
|  |  | OPERATING ROOM, NEURO |  |  | OR |  |  | PAV | OR 5 | LEVEL 6 | 6-318 |  |  | 6 | 3 | PHONE/WORKSTATION | WIRED SPARE |  |  | SPARE | [6 empty] | IDF 6-304C |  | 69009 | 7349369009 |  | 8811 | PAV-6-318--6 | PAV-NEURO OR 5 6318 | 40-Ann_Arbor-Continental_US-CSS | [5 empty] | No
|  |  | OPERATING ROOM, NEURO |  |  | OR |  |  | PAV | OR 5 | LEVEL 6 | 6-318 |  |  | 21 | AS | PHONE | WIRED SPARE |  |  | WORKSTATION |  |  | PHYSIO MONITOR |  |  |  | IDF 6-304C |  | 69025 | 7349369025 |  | ANLG-CPE | PAV-6-318--21 | PAV-OR ANES 6318 | 40-Ann_Arbor-Continental_US-CSS | [5 empty] | No |  |  |  |  | ANLG-CPE |  | New shared DID in OR 5, (ANES)
|  |  | OPERATING ROOM, NEURO |  |  | OR |  |  | PAV | OR 5 | LEVEL 6 | 6-318 |  |  | 27 | AS | PHONE | WIRED SPARE |  |  | WORKSTATION |  |  | PHYSIO MONITOR |  |  |  | IDF 6-304C |  | 69025 | 7349369025 |  | ANLG-CPE | PAV-6-318--27 | PAV-OR ANES 6318 | 40-Ann_Arbor-Continental_US-CSS | [5 empty] | No |  |  |  |  | ANLG-CPE |  | New shared DID in OR 5, (ANES)
|  |  | OPERATING ROOM, NEURO |  |  | OR |  |  | PAV | OR 7 | LEVEL 6 | 6-322 |  |  | 1 | 3 | PHONE/WORKSTATION | WIRED SPARE |  |  | SPARE | [6 empty] | IDF 6-238C |  | 69048 | 7349369048 |  | 8811 | PAV-6-322--1 | PAV-NEURO OR 7 6322 | 40-Ann_Arbor-Continental_US-CSS | [5 empty] | No
|  |  | OPERATING ROOM, NEURO |  |  | OR |  |  | PAV | OR 7 | LEVEL 6 | 6-322 |  |  | 6 | 3 | PHONE/WORKSTATION | WIRED SPARE |  |  | SPARE | [6 empty] | IDF 6-238C |  | 69056 | 7349369056 |  | 8811 | PAV-6-322--6 | PAV-NEURO OR 7 6322 | 40-Ann_Arbor-Continental_US-CSS | [5 empty] | No
|  |  | OPERATING ROOM, NEURO |  |  | OR |  |  | PAV | OR 7 | LEVEL 6 | 6-322 |  |  | 20 | AS | PHONE | WIRED SPARE |  |  | WORKSTATION |  |  | PHYSIO MONITOR |  |  |  | IDF 6-238C |  | 69057 | 7349369057 |  | ANLG-CPE | PAV-6-322--20 | PAV-OR ANES 6322 | 40-Ann_Arbor-Continental_US-CSS | [5 empty] | No |  |  |  |  | ANLG-CPE |  | New shared DID in OR 7, (ANES)
|  |  | OPERATING ROOM, NEURO |  |  | OR |  |  | PAV | OR 7 | LEVEL 6 | 6-322 |  |  | 26 | AS | PHONE | WIRED SPARE |  |  | WORKSTATION |  |  | PHYSIO MONITOR |  |  |  | IDF 6-238C |  | 69057 | 7349369057 |  | ANLG-CPE | PAV-6-322--26 | PAV-OR ANES 6322 | 40-Ann_Arbor-Continental_US-CSS | [5 empty] | No |  |  |  |  | ANLG-CPE |  | New shared DID in OR 7, (ANES)
|  |  | NURSING SERVICE LEADS |  |  | PERIOP |  |  | PAV |  | LEVEL 6 | 6-326 |  |  | 1 | 3 | PHONE/WORKSTATION | WIRED SPARE |  |  | SPARE | [6 empty] | IDF 6-238C |  | 69058 | 7349369058 |  | 8811 | PAV-6-326--1 | PAV-RN SERV LEADS 6326 | 40-Ann_Arbor-Continental_US-CSS | [5 empty] | Yes
|  |  | NURSING SERVICE LEADS |  |  | PERIOP |  |  | PAV |  | LEVEL 6 | 6-326 |  |  | 2 | 3 | PHONE/WORKSTATION | WIRED SPARE |  |  | SPARE | [6 empty] | IDF 6-238C |  | 69059 | 7349369059 |  | 8811 | PAV-6-326--2 | PAV-RN SERV LEADS 6326 | 40-Ann_Arbor-Continental_US-CSS | [5 empty] | Yes
|  |  | NURSING SERVICE LEADS |  |  | PERIOP |  |  | PAV |  | LEVEL 6 | 6-326 |  |  | 4 | 3 | PHONE/WORKSTATION | WIRED SPARE |  |  | SPARE | [6 empty] | IDF 6-238C |  | 69061 | 7349369061 |  | 8811 | PAV-6-326--4 | PAV-RN SERV LEADS 6326 | 40-Ann_Arbor-Continental_US-CSS | [5 empty] | Yes
|  |  | NURSING SERVICE LEADS |  |  | PERIOP |  |  | PAV |  | LEVEL 6 | 6-326 |  |  | 6 | 3 | PHONE/WORKSTATION | WIRED SPARE |  |  | SPARE | [6 empty] | IDF 6-238C |  | 69062 | 7349369062 |  | 8811 | PAV-6-326--6 | PAV-RN SERV LEADS 6326 | 40-Ann_Arbor-Continental_US-CSS | [5 empty] | Yes
|  |  | EVS EQUIPMENT |  |  | SUPPLY CHAIN - EVS |  |  | PAV |  | LEVEL 6 | 6-327 |  |  | 3 | 3 | PHONE/WORKSTATION | PRINTER | [9 empty] | IDF 6-304C |  | 69065 | 7349369065 |  | 8811 | PAV-6-327--3 | PAV-EVS EQUIP 6327 | 40-Ann_Arbor-Continental_US-CSS | [5 empty] | Yes
|  |  | EVS EQUIPMENT |  |  | SUPPLY CHAIN - EVS |  |  | PAV |  | LEVEL 6 | 6-327 |  |  | 3 | 3 |  |  |  |  | FAX | [6 empty] | IDF 6-304C |  | 69073 | 7349369073 |  | ANLG-FAX | PAV-6-327--3 | PAV-FAX EVS EQUIP 6-327 | 40-Ann_Arbor-Continental_US-CSS | [5 empty] | No |  |  |  |  | ANLG-FAX
|  |  | CORRIDOR |  |  | HOUSE PHONE |  |  | PAV |  | LEVEL 6 | 6-330Z |  |  | 1 | W | PHONE | [10 empty] | IDF 6-238C |  | 69074 | 7349369074 |  | 6901W | PAV-6-330Z--1 | PAV-CORR 6-330Z | 00-Ann_Arbor-Internal-CSS | [5 empty] | No
|  |  | OPERATING ROOM, SPINE (SILENT) |  |  | OR |  |  | PAV | OR 8 | LEVEL 6 | 6-332 |  |  | 3 | 3 | PHONE/WORKSTATION | WIRED SPARE |  |  | SPARE | [6 empty] | IDF 6-238C |  | 69103 | 7349369103 |  | 8811 | PAV-6-332--3 | PAV-OR 8 SILENT 6332 | 40-Ann_Arbor-Continental_US-CSS | [5 empty] | No
|  |  | OPERATING ROOM, SPINE (SILENT) |  |  | OR |  |  | PAV | OR 8 | LEVEL 6 | 6-332 |  |  | 8 | 3 | PHONE/WORKSTATION | WIRED SPARE |  |  | SPARE | [6 empty] | IDF 6-238C |  | 69106 | 7349369106 |  | 8811 | PAV-6-332--8 | PAV-OR 8 SILENT 6332 | 40-Ann_Arbor-Continental_US-CSS | [5 empty] | No
|  |  | OPERATING ROOM, SPINE (SILENT) |  |  | OR |  |  | PAV | OR 8 | LEVEL 6 | 6-332 |  |  | 22 | AS | PHONE | WIRED SPARE |  |  | WORKSTATION |  |  | PHYSIO MONITOR |  |  |  | IDF 6-238C |  | 69113 | 7349369113 |  | ANLG-CPE | PAV-6-332--22 | PAV-OR ANES 6332 | 40-Ann_Arbor-Continental_US-CSS | [5 empty] | No |  |  |  |  | ANLG-CPE |  | New shared DID in OR 8 (ANES)
|  |  | OPERATING ROOM, SPINE (SILENT) |  |  | OR |  |  | PAV | OR 8 | LEVEL 6 | 6-332 |  |  | 29 | AS | PHONE | WIRED SPARE |  |  | WORKSTATION |  |  | PHYSIO MONITOR |  |  |  | IDF 6-238C |  | 69113 | 7349369113 |  | ANLG-CPE | PAV-6-332--29 | PAV-OR ANES 6332 | 40-Ann_Arbor-Continental_US-CSS | [5 empty] | No |  |  |  |  | ANLG-CPE |  | New shared DID in OR 8 (ANES)
|  |  | OPERATING ROOM, SPINE (SILENT) |  |  | PERIOP SERVICES |  |  | PAV | OR 8 | LEVEL 6 | 6-332 |  |  | 30 | W | PHONE | [10 empty] | IDF 6-238C |  | 69121 | 7349369121 |  | 6901W | PAV-6-332--30 | PAV-OR, SPINE SILENT 6-332 | 40-Ann_Arbor-Continental_US-CSS | [5 empty] | No
|  |  | OPERATING ROOM, NEURO |  |  | OR |  |  | PAV | OR 6 | LEVEL 6 | 6-334 |  |  | 5 | 3 | PHONE/WORKSTATION | WIRED SPARE |  |  | SPARE | [6 empty] | IDF 6-238C |  | 69130 | 7349369130 |  | 8811 | PAV-6-334--5 | PAV-NEURO OR 6 6334 | 40-Ann_Arbor-Continental_US-CSS | [5 empty] | No
|  |  | OPERATING ROOM, NEURO |  |  | OR |  |  | PAV | OR 6 | LEVEL 6 | 6-334 |  |  | 10 | 3 | PHONE/WORKSTATION | WIRED SPARE |  |  | SPARE | [6 empty] | IDF 6-238C |  | 69138 | 7349369138 |  | 8811 | PAV-6-334--10 | PAV-NEURO OR 6 6334 | 40-Ann_Arbor-Continental_US-CSS | [5 empty] | No
|  |  | OPERATING ROOM, NEURO |  |  | OR |  |  | PAV | OR 6 | LEVEL 6 | 6-334 |  |  | 24 | AS | PHONE | WIRED SPARE |  |  | WORKSTATION |  |  | PHYSIO MONITOR |  |  |  | IDF 6-238C |  | 69143 | 7349369143 |  | ANLG-CPE | PAV-6-334--24 | PAV-OR ANES 6334 | 40-Ann_Arbor-Continental_US-CSS | [5 empty] | No |  |  |  |  | ANLG-CPE |  | New shared DID in OR 6(ANES)
|  |  | OPERATING ROOM, NEURO |  |  | OR |  |  | PAV | OR 6 | LEVEL 6 | 6-334 |  |  | 31 | AS | PHONE | WIRED SPARE |  |  | WORKSTATION |  |  | PHYSIO MONITOR |  |  |  | IDF 6-238C |  | 69143 | 7349369143 |  | ANLG-CPE | PAV-6-334--31 | PAV-OR ANES 6334 | 40-Ann_Arbor-Continental_US-CSS | [5 empty] | No |  |  |  |  | ANLG-CPE |  | New shared DID in OR 6(ANES)
|  |  | OPERATING ROOM, NEURO |  |  | OR |  |  | PAV | OR 4 | LEVEL 6 | 6-336 |  |  | 3 | 3 | PHONE/WORKSTATION | WIRED SPARE |  |  | SPARE | [6 empty] | IDF 6-304C |  | 69173 | 7349369173 |  | 8811 | PAV-6-336--3 | PAV-NEURO OR 4 6336 | 40-Ann_Arbor-Continental_US-CSS | [5 empty] | No
|  |  | OPERATING ROOM, NEURO |  |  | OR |  |  | PAV | OR 4 | LEVEL 6 | 6-336 |  |  | 6 | 3 | PHONE/WORKSTATION | WIRED SPARE |  |  | SPARE | [6 empty] | IDF 6-304C |  | 69176 | 7349369176 |  | 8811 | PAV-6-336--6 | PAV-NEURO OR 4 6336 | 40-Ann_Arbor-Continental_US-CSS | [5 empty] | No
|  |  | OPERATING ROOM, NEURO |  |  | OR |  |  | PAV | OR 4 | LEVEL 6 | 6-336 |  |  | 22 | AS | PHONE | WIRED SPARE |  |  | WORKSTATION |  |  | PHYSIO MONITOR |  |  |  | IDF 6-304C |  | 69189 | 7349369189 |  | ANLG-CPE | PAV-6-336--22 | PAV-OR ANES 6336 | 40-Ann_Arbor-Continental_US-CSS | [5 empty] | No |  |  |  |  | ANLG-CPE |  | New shared DID in OR 4(ANES)
|  |  | OPERATING ROOM, NEURO |  |  | OR |  |  | PAV | OR 4 | LEVEL 6 | 6-336 |  |  | 29 | AS | PHONE | WIRED SPARE |  |  | WORKSTATION |  |  | PHYSIO MONITOR |  |  |  | IDF 6-304C |  | 69189 | 7349369189 |  | ANLG-CPE | PAV-6-336--29 | PAV-OR ANES 6336 | 40-Ann_Arbor-Continental_US-CSS | [5 empty] | No |  |  |  |  | ANLG-CPE |  | New shared DID in OR 4(ANES)
|  |  | OPERATING ROOM, NEURO |  |  | OR |  |  | PAV | OR 2 | LEVEL 6 | 6-338 |  |  | 3 | 3 | PHONE/WORKSTATION | WIRED SPARE |  |  | SPARE | [6 empty] | IDF 6-304C |  | 69221 | 7349369221 |  | 8811 | PAV-6-338--3 | PAV-NEURO OR 2 6338 | 40-Ann_Arbor-Continental_US-CSS | [5 empty] | No
|  |  | OPERATING ROOM, NEURO |  |  | OR |  |  | PAV | OR 2 | LEVEL 6 | 6-338 |  |  | 8 | 3 | PHONE/WORKSTATION | WIRED SPARE |  |  | SPARE | [6 empty] | IDF 6-304C |  | 69235 | 7349369235 |  | 8811 | PAV-6-338--8 | PAV-NEURO OR 2 6338 | 40-Ann_Arbor-Continental_US-CSS | [5 empty] | No
|  |  | OPERATING ROOM, NEURO |  |  | OR |  |  | PAV | OR 2 | LEVEL 6 | 6-338 |  |  | 22 | AS | PHONE | WIRED SPARE |  |  | WORKSTATION |  |  | PHYSIO MONITOR |  |  |  | IDF 6-304C |  | 69253 | 7349369253 |  | ANLG-CPE | PAV-6-338--22 | PAV-OR ANES 6338 | 40-Ann_Arbor-Continental_US-CSS | [5 empty] | No |  |  |  |  | ANLG-CPE |  | New shared DID in OR 2(ANES)
|  |  | OPERATING ROOM, NEURO |  |  | OR |  |  | PAV | OR 2 | LEVEL 6 | 6-338 |  |  | 29 | AS | PHONE | WIRED SPARE |  |  | WORKSTATION |  |  | PHYSIO MONITOR |  |  |  | IDF 6-304C |  | 69253 | 7349369253 |  | ANLG-CPE | PAV-6-338--29 | PAV-OR ANES 6338 | 40-Ann_Arbor-Continental_US-CSS | [5 empty] | No |  |  |  |  | ANLG-CPE |  | New shared DID in OR 2(ANES)
|  |  | NURSES STATION |  |  | Nurses Station Review |  |  | PAV |  | LEVEL 6 | 6-404 |  |  | 5 | 3 | PHONE/WORKSTATION | WIRED SPARE |  |  | SPARE | [6 empty] | IDF 6-304C |  | 69258 | 7349369258 |  | 8811 | PAV-6-404--5 | PAV-RN STA 6404 | 40-Ann_Arbor-Continental_US-CSS | [5 empty] | No
|  |  | NURSES STATION |  |  | Nurses Station Review |  |  | PAV |  | LEVEL 6 | 6-404 |  |  | 7 | 3 | PHONE/WORKSTATION | LABEL PRINTER |  |  | SPARE | [6 empty] | IDF 6-304C |  | 69284 | 7349369284 |  | 8811 | PAV-6-404--7 | PAV-RN STA 6404 | 40-Ann_Arbor-Continental_US-CSS | [5 empty] | No
|  |  | NURSES STATION |  |  | Nurses Station Review |  |  | PAV |  | LEVEL 6 | 6-404 |  |  | 9 | 3 | PHONE/WORKSTATION | WIRED SPARE |  |  | SPARE | [6 empty] | IDF 6-304C |  | 69307 | 7349369307 |  | 8811 | PAV-6-404--9 | PAV-RN STA 6404 | 40-Ann_Arbor-Continental_US-CSS | [5 empty] | No
|  |  | CHARGE NURSES STATION |  |  | Nurses Station Review |  |  | PAV |  | LEVEL 6 | 6-404 |  |  | 10 | 3 | PHONE/WORKSTATION | WIRED SPARE |  |  | SPARE | [6 empty] | IDF 6-304C |  | 69357 | 7349369357 |  | 8811 | PAV-6-404--10 | PAV-RN STA 6404 | 40-Ann_Arbor-Continental_US-CSS | [5 empty] | No
|  |  | MEDICATION |  |  | PHARMACY/NURSING |  |  | PAV |  | LEVEL 6 | 6-422A |  |  | 1 | 3 | MEDICAL EQUIPMENT-FIXED | PHONE |  |  | SPARE | [6 empty] | IDF 6-304C |  | 69360 | 7349369360 |  | 8811 | PAV-6-422A--1 | PAV-MED RM 6422A | 40-Ann_Arbor-Continental_US-CSS | [5 empty] | No
|  |  | CLINICAL WORKSTATION CHARGE |  |  | Pre-Op PACU 4 and 6 |  |  | PAV |  | LEVEL 6 | 6-424 |  |  | 1 | 3 | PHONE/WORKSTATION | PRINTER | [9 empty] | IDF 6-304C |  | 69361 | 7349369361 |  | 8811 | PAV-6-424--1 | PAV-CHARGE RN 6424 | 40-Ann_Arbor-Continental_US-CSS | [5 empty] | Yes
|  |  | CLINICAL WORKSTATION CLERK |  |  | Pre-Op PACU 4 and 6 |  |  | PAV |  | LEVEL 6 | 6-424 |  |  | 4 | 3 | PHONE/WORKSTATION | LABEL PRINTER |  |  | SPARE | [6 empty] | IDF 6-304C |  | 69365 | 7349369365 |  | 8811 | PAV-6-424--4 | PAV-CLERK 6424 | 40-Ann_Arbor-Continental_US-CSS | [5 empty] | Yes
|  |  | CLINICAL WORKSTATION |  |  | Pre-Op PACU 4 and 6 |  |  | PAV |  | LEVEL 6 | 6-424 |  |  | 7 | 3 | PHONE/WORKSTATION | WIRED SPARE |  |  | SPARE | [6 empty] | IDF 6-304C |  | 69374 | 7349369374 |  | 8811 | PAV-6-424--7 | PAV-CLINICAL WKSTN 6424 | 40-Ann_Arbor-Continental_US-CSS | [5 empty] | No
|  |  | CLINICAL WORKSTATION CHARGE |  |  | Pre-Op PACU 4 and 6 |  |  | PAV |  | LEVEL 6 | 6-424 |  |  | 1 | 3 |  |  |  |  | ANLG-RED PHONE | [6 empty] | IDF 6-304C |  | RED PHONE |  |  | RED PHONE | PAV-6-424--1 | PAV-6-424--1 RED PHONE |  | RED PHONE | [11 empty] | RED PHONE
|  |  | MEDICATION |  |  | PHARMACY/NURSING |  |  | PAV |  | LEVEL 6 | 6-465B |  |  | 2 | 3 | PHONE | WIRED SPARE |  |  | SPARE | [6 empty] | IDF 6-304C |  | 69417 | 7349369417 |  | 8811 | PAV-6-465B--2 | PAV-MED RM 6465B | 40-Ann_Arbor-Continental_US-CSS | [5 empty] | No
|  |  | ANESTHESIA WORKROOM (SAFE) |  |  | ANESTHESIA WORKROOM |  |  | PAV |  | LEVEL 6 | 6-467 |  |  | 2 | 3 | PHONE/WORKSTATION | WIRED SPARE |  |  | SPARE | [6 empty] | IDF 6-304C |  | 69440 | 7349369440 |  | 8811 | PAV-6-467--2 | PAV-ANES WKRM 6467 | 40-Ann_Arbor-Continental_US-CSS | [5 empty] | No
|  |  | ANESTHESIA WORKROOM (SAFE) |  |  | ANESTHESIA WORKROOM |  |  | PAV |  | LEVEL 6 | 6-467 |  |  | 5 | 3 | PHONE/WORKSTATION | WIRED SPARE |  |  | SPARE | [6 empty] | IDF 6-304C |  | 69450 | 7349369450 |  | 8811 | PAV-6-467--5 | PAV-ANES WKRM 6467 | 40-Ann_Arbor-Continental_US-CSS | [5 empty] | No
|  |  | ANESTHESIA WORKROOM (SAFE) |  |  | ANESTHESIA WORKROOM |  |  | PAV |  | LEVEL 6 | 6-467 |  |  | 8 | 3 | PHONE/WORKSTATION | WIRED SPARE |  |  | SPARE | [6 empty] | IDF 6-304C |  | 69477 | 7349369477 |  | 8811 | PAV-6-467--8 | PAV-ANES WKRM 6467 | 40-Ann_Arbor-Continental_US-CSS | [5 empty] | No
|  |  | PREIOP ADMIN CLERK |  |  | OR |  |  | PAV |  | LEVEL 6 | 6-505B |  |  | 3 | 3 | PHONE/WORKSTATION |  |  |  | LABEL PRINTER | [6 empty] | IDF 6-304C |  | 69480 | 7349369480 |  | 8811 | PAV-6-505B--3 | PERIOP ADMIN 6505B | 40-Ann_Arbor-Continental_US-CSS | [5 empty] | No
|  |  | PREIOP ADMIN CLERK |  |  | OR |  |  | PAV |  | LEVEL 6 | 6-505B |  |  | 3 | 3 |  | ANLG-RED PHONE | [9 empty] | IDF 6-304C |  | RED PHONE |  |  | RED PHONE | PAV-6-505B--3 | PAV-6-505B--3 RED PHONE |  | RED PHONE | [11 empty] | RED PHONE
|  |  | CORRIDOR |  |  | HOUSE PHONE |  |  | PAV |  | LEVEL 6 | 6-580Z |  |  | 3 | W | PHONE | [10 empty] | IDF 6-238C |  | 69489 | 7349369489 |  | 6901W | PAV-6-580Z--3 | PAV-CORR 6-580Z | 00-Ann_Arbor-Internal-CSS | [5 empty] | No
| 4 | 2025-07-14 | OFF PATHOL |  |  | PATHOLOGY |  |  | PAV |  | LEVEL 7 | 7-001B |  |  | 4 | 3 | PHONE/WORKSTATION | WIRED SPARE |  |  | SPARE | [6 empty] | IDF 7-304C |  | 69491 | 7349369491 |  | 8811 | PAV-7-001B--4 | PAV-PATH OFC 7001B | 40-Ann_Arbor-Continental_US-CSS | [5 empty] | No
| 4 | 2025-07-14 | OFFICE, MANAGER |  |  | PATHOLOGY |  |  | PAV |  | LEVEL 7 | 7-001D |  |  | 3 | 3 | PHONE/WORKSTATION | WIRED SPARE |  |  | SPARE | [6 empty] | IDF 7-304C |  | 69496 | 7349369496 |  | 8811 | PAV-7-001D--3 | PAV-PATH MGR 7001D | 40-Ann_Arbor-Continental_US-CSS | [5 empty] | Yes
| 4 | 2025-07-14 | OFFICE, MANAGER |  |  | PATHOLOGY |  |  | PAV |  | LEVEL 7 | 7-001D |  |  | 4 | 3 | PHONE/WORKSTATION | WIRED SPARE |  |  | SPARE | [6 empty] | IDF 7-304C |  | 69514 | 7349369514 |  | 8811 | PAV-7-001D--4 | PAV-PATH MGR 7001D | 40-Ann_Arbor-Continental_US-CSS | [5 empty] | Yes
| 4 | 2025-07-14 | TEAM WORKROOM |  |  | PATHOLOGY |  |  | PAV |  | LEVEL 7 | 7-005 |  |  | 9 | 3 | PHONE/WORKSTATION | WIRED SPARE |  |  | SPARE | [6 empty] | IDF 7-304C |  | 69523 | 7349369523 |  | 8811 | PAV-7-005--9 | PAV-PATH TM RM 7005 | 40-Ann_Arbor-Continental_US-CSS | [5 empty] | No
| 4 | 2025-07-14 | TEAM WORKROOM |  |  | PAVILION CORE TEAM |  |  | PAV |  | LEVEL 7 | 7-005 |  |  | 12 | 3 | PHONE/WORKSTATION | WIRED SPARE |  |  | SPARE | [6 empty] | IDF 7-304C |  | 69529 | 7349369529 |  | 8811 | PAV-7-005--12 | PAV-PATH TM RM 7005 | 40-Ann_Arbor-Continental_US-CSS | [5 empty] | No
| 4 | 2025-07-14 | TEAM WORKROOM |  |  | PAVILION CORE TEAM |  |  | PAV |  | LEVEL 7 | 7-005 |  |  | 15 | 3 | PHONE/WORKSTATION | WIRED SPARE |  |  | SPARE | [6 empty] | IDF 7-304C |  | 69536 | 7349369536 |  | 8811 | PAV-7-005--15 | PAV-PATH TM RM 7005 | 40-Ann_Arbor-Continental_US-CSS | [5 empty] | No
| 4 | 2025-07-14 | TEAM WORKROOM |  |  | PAVILION CORE TEAM |  |  | PAV |  | LEVEL 7 | 7-005 |  |  | 19 | 3 | PHONE/WORKSTATION | WIRED SPARE |  |  | SPARE | [6 empty] | IDF 7-304C |  | 69541 | 7349369541 |  | 8811 | PAV-7-005--19 | PAV-PATH TM RM 7005 | 40-Ann_Arbor-Continental_US-CSS | [5 empty] | No
| 4 | 2025-07-14 | TEAM WORKROOM |  |  | PAVILION CORE TEAM |  |  | PAV |  | LEVEL 7 | 7-005 |  |  | 13 | 3 | PRINTER | FAX |  |  | SPARE | [6 empty] | IDF 7-304C |  | 69545 | 7349369545 |  | ANLG-FAX | PAV-7-005--13 | PAV-FAX TM WKRM 7005 | 40-Ann_Arbor-Continental_US-CSS | [5 empty] | No |  |  |  |  | ANLG-FAX
| 4 | 2025-07-14 | BLOOD BANK/ DISPENSARY |  |  | PATHOLOGY |  |  | PAV |  | LEVEL 7 | 7-009 |  |  | 4 | 3 | PHONE/WORKSTATION | LABEL PRINTER |  |  | SPARE | [6 empty] | IDF 7-304C |  | 69566 | 7349369566 |  | 8811 | PAV-7-009--4 | PAV-BLOOD BANK 7009 | 40-Ann_Arbor-Continental_US-CSS | [5 empty] | No
| 4 | 2025-07-14 | OFFICE |  |  | PATHOLOGY |  |  | PAV |  | LEVEL 7 | 7-009A |  |  | 1 | 3 | PHONE/WORKSTATION | WIRED SPARE |  |  | SPARE | [6 empty] | IDF 7-304C |  | 69571 | 7349369571 |  | 8811 | PAV-7-009A--1 | PAV-PATH OFC 7009A | 40-Ann_Arbor-Continental_US-CSS | [5 empty] | No
| 2 | 2025-05-19 | RECEIVING/ STAGING AREA |  |  | CLINICAL ENGINEERING |  |  | PAV |  | LEVEL 7 | 7-101 |  |  | 1 | 3 | PRINTER | FAX |  |  | SPARE | [6 empty] | IDF 7-122C |  | 69584 | 7349369584 |  | ANLG-FAX | PAV-7-101--1 | PAV-FAX CE REC AREA 7101 | 40-Ann_Arbor-Continental_US-CSS | [5 empty] | No |  |  |  |  | ANLG-FAX
| 2 | 2025-05-19 | OFFICE SUPVSR |  |  | CLINICAL ENGINEERING |  |  | PAV |  | LEVEL 7 | 7-101B |  |  | 2 | 3 | WORKSTATION | ANLG-RED PHONE |  |  | SPARE | [6 empty] | IDF 7-122C |  | RED PHONE |  |  | RED PHONE | PAV-7-101B--2 | PAV-7-101B--2 RED PHONE |  | RED PHONE | [11 empty] | RED PHONE
|  |  | CORRIDOR |  |  | HOUSE PHONE |  |  | PAV |  | LEVEL 7 | 7-110Z |  |  | 2 | W | PHONE | [10 empty] | IDF 7-304C |  | 69598 | 7349369598 |  | 6901W | PAV-7-110Z--2 | PAV-CORR 7-110Z | 00-Ann_Arbor-Internal-CSS | [5 empty] | No
|  |  | MECHANICAL |  |  | FACILITIES_MECH |  |  | PAV |  | LEVEL 7 | 7-301M |  |  | 1 | W | PHONE | [10 empty] | IDF 7-304C |  | 69611 | 7349369611 |  | 6901W | PAV-7-301M--1 | PAV-MECH RM 7-301M | 00-Ann_Arbor-Internal-CSS | [5 empty] | No
|  |  | MECHANICAL |  |  | FACILITIES_MECH |  |  | PAV |  | LEVEL 7 | 7-305M |  |  | 1 | W | PHONE | [10 empty] | IDF 7-304C |  | 69612 | 7349369612 |  | 6901W | PAV-7-305M--1 | PAV-MECH RM 7-305M | 00-Ann_Arbor-Internal-CSS | [5 empty] | No
| 4 | 2015-07-14 | SURGICAL OFFICE SUITE |  |  | PERIOP ADMIN |  |  | PAV |  | LEVEL 7 | 7-401 |  |  | 1 | 3 | PHONE/WORKSTATION | WIRED SPARE |  |  | SPARE | [6 empty] | IDF 7-304C |  | 69628 | 7349369628 |  | 8811 | PAV-7-401--1 | PAV-SURG OFC 7401 | 40-Ann_Arbor-Continental_US-CSS | [5 empty] | Yes
| 4 | 2015-07-14 | SURGICAL OFFICE SUITE |  |  | PERIOP ADMIN |  |  | PAV |  | LEVEL 7 | 7-401 |  |  | 2 | 3 | PHONE/WORKSTATION | WIRED SPARE |  |  | SPARE | [6 empty] | IDF 7-304C |  | 69635 | 7349369635 |  | 8811 | PAV-7-401--2 | PAV-SURG OFC 7401 | 40-Ann_Arbor-Continental_US-CSS | [5 empty] | Yes
| 4 | 2015-07-14 | SURGICAL OFFICE SUITE |  |  | PERIOP ADMIN |  |  | PAV |  | LEVEL 7 | 7-401 |  |  | 3 | 3 | PHONE/WORKSTATION | WIRED SPARE |  |  | SPARE | [6 empty] | IDF 7-304C |  | 69652 | 7349369652 |  | 8811 | PAV-7-401--3 | PAV-SURG OFC 7401 | 40-Ann_Arbor-Continental_US-CSS | [5 empty] | Yes
| 4 | 2015-07-14 | SURGICAL OFFICE SUITE |  |  | PERIOP ADMIN |  |  | PAV |  | LEVEL 7 | 7-401 |  |  | 4 | 3 | PRINTER | FAX |  |  | SPARE | [6 empty] | IDF 7-304C |  | 69653 | 7349369653 |  | ANLG-FAX | PAV-7-401--4 | PAV-FAX SURG OFC 7-401 | 40-Ann_Arbor-Continental_US-CSS | [5 empty] | No |  |  |  |  | ANLG-FAX
| 4 | 2015-07-14 | SURGICAL OFFICE SUITE |  |  | PERIOP ADMIN |  |  | PAV |  | LEVEL 7 | 7-401 |  |  | 6 | 3 | PHONE/WORKSTATION | WIRED SPARE |  |  | SPARE | [6 empty] | IDF 7-304C |  | 69655 | 7349369655 |  | 8811 | PAV-7-401--6 | PAV-SURG OFC 7401 | 40-Ann_Arbor-Continental_US-CSS | [5 empty] | Yes
| 4 | 2015-07-14 | OFFICE, TWO PERSON |  |  | PERIOP ADMIN |  |  | PAV |  | LEVEL 7 | 7-401A |  |  | 1 | 3 | PHONE/WORKSTATION | WIRED SPARE |  |  | SPARE | [6 empty] | IDF 7-304C |  | 69663 | 7349369663 |  | 8811 | PAV-7-401A--1 | PAV-PERIOP OFC 7401A | 40-Ann_Arbor-Continental_US-CSS | [5 empty] | Yes
| 4 | 2015-07-14 | OFFICE, TWO PERSON |  |  | PERIOP ADMIN |  |  | PAV |  | LEVEL 7 | 7-401A |  |  | 2 | 3 | PHONE/WORKSTATION | WIRED SPARE |  |  | SPARE | [6 empty] | IDF 7-304C |  | 69669 | 7349369669 |  | 8811 | PAV-7-401A--2 | PAV-PERIOP OFC 7401A | 40-Ann_Arbor-Continental_US-CSS | [5 empty] | Yes
| 4 | 2015-07-14 | WORKSTATIONS, EDUC. OR NURSE COORD. |  |  | PERIOP ADMIN |  |  | PAV |  | LEVEL 7 | 7-401AA |  |  | 1 | 3 | PHONE/WORKSTATION | LABEL PRINTER |  |  | SPARE | [6 empty] | IDF 7-304C |  | 69674 | 7349369674 |  | 8811 | PAV-7-401AA--1 | PAV-EDU RN COOR 7401AA | 40-Ann_Arbor-Continental_US-CSS | [5 empty] | Yes
| 4 | 2015-07-14 | WORKSTATIONS, EDUC. OR NURSE COORD. |  |  | PERIOP ADMIN |  |  | PAV |  | LEVEL 7 | 7-401AA |  |  | 2 | 3 | PHONE/WORKSTATION | WIRED SPARE |  |  | SPARE | [6 empty] | IDF 7-304C |  | 69679 | 7349369679 |  | 8811 | PAV-7-401AA--2 | PAV-EDU RN COOR 7401AA | 40-Ann_Arbor-Continental_US-CSS | [5 empty] | Yes
| 4 | 2015-07-14 | HOUSE OFFICER WORK |  |  | PAVILION CORE TEAM |  |  | PAV |  | LEVEL 7 | 7-401D |  |  | 1 | 3 | PHONE/WORKSTATION | WIRED SPARE |  |  | SPARE | [6 empty] | IDF 7-304C |  | 69684 | 7349369684 |  | 8811 | PAV-7-401D--1 | PAV-HOUSE OFFICER 7401D | 40-Ann_Arbor-Continental_US-CSS | [5 empty] | No
| 4 | 2015-07-14 | HOUSE OFFICER WORK |  |  | PAVILION CORE TEAM |  |  | PAV |  | LEVEL 7 | 7-401D |  |  | 3 | 3 | PHONE/WORKSTATION | WIRED SPARE |  |  | SPARE | [6 empty] | IDF 7-304C |  | 69692 | 7349369692 |  | 8811 | PAV-7-401D--3 | PAV-HOUSE OFFICER 7401D | 40-Ann_Arbor-Continental_US-CSS | [5 empty] | No
| 4 | 2015-07-14 | HOUSE OFFICER WORK |  |  | PAVILION CORE TEAM |  |  | PAV |  | LEVEL 7 | 7-401F |  |  | 1 | 3 | PHONE/WORKSTATION | WIRED SPARE |  |  | SPARE | [6 empty] | IDF 7-304C |  | 69746 | 7349369746 |  | 8811 | PAV-7-401F--1 | PAV-HOUSE OFFICER 7401D | 40-Ann_Arbor-Continental_US-CSS | [5 empty] | No
| 4 | 2015-07-14 | HOUSE OFFICER WORK |  |  | PAVILION CORE TEAM |  |  | PAV |  | LEVEL 7 | 7-401F |  |  | 3 | 3 | PHONE/WORKSTATION | WIRED SPARE |  |  | SPARE | [6 empty] | IDF 7-304C |  | 69747 | 7349369747 |  | 8811 | PAV-7-401F--3 | PAV-HOUSE OFFICER 7401D | 40-Ann_Arbor-Continental_US-CSS | [5 empty] | No
| 4 | 2015-07-14 | CONFERENCE ROOM |  |  | PAVILION CORE TEAM |  |  | PAV |  | LEVEL 7 | 7-401G |  |  | 4 | 3 | PHONE | WIRED SPARE |  |  | SPARE | [6 empty] | IDF 7-304C |  | 69748 | 7349369748 |  | 8811 | PAV-7-401G--4 | PAV-CONF RM 7401G | 40-Ann_Arbor-Continental_US-CSS | [5 empty] | No
| 4 | 2015-07-14 | ASSOCIATE CHIEF NURSING OFFICE |  |  | PERIOP ADMIN |  |  | PAV |  | LEVEL 7 | 7-401H |  |  | 2 | 3 | PHONE/WORKSTATION | WIRED SPARE |  |  | SPARE | [6 empty] | IDF 7-304C |  | 69753 | 7349369753 |  | 8811 | PAV-7-401H--2 | PAV-ACHF NRS OFC 7401H | 40-Ann_Arbor-Continental_US-CSS | [5 empty] | Yes
| 4 | 2015-07-14 | ASSOCIATE CHIEF NURSING OFFICE |  |  | PERIOP ADMIN |  |  | PAV |  | LEVEL 7 | 7-401K |  |  | 3 | 3 | PHONE/WORKSTATION | WIRED SPARE |  |  | SPARE | [6 empty] | IDF 7-304C |  | 69756 | 7349369756 |  | 8811 | PAV-7-401K--3 | PAV-ACHF NRS OFC 7401K | 40-Ann_Arbor-Continental_US-CSS | [5 empty] | Yes
| 4 | 2015-07-14 | OFFICE |  |  | PERIOP ADMIN |  |  | PAV |  | LEVEL 7 | 7-401L |  |  | 1 | 3 | PHONE/WORKSTATION | WIRED SPARE |  |  | SPARE | [6 empty] | IDF 7-304C |  | 69762 | 7349369762 |  | 8811 | PAV-7-401L--1 | PAV-PERIOP OFC 7401L | 40-Ann_Arbor-Continental_US-CSS | [5 empty] | Yes
| 4 | 2015-07-14 | ON CALL |  |  | PAVILION CORE TEAM |  |  | PAV |  | LEVEL 7 | 7-401N |  |  | 1 | 3 | PHONE/WORKSTATION | WIRED SPARE |  |  | SPARE | [6 empty] | IDF 7-304C |  | 69782 | 7349369782 |  | 8811 | PAV-7-401N--1 | PAV-ON CALL 7401N | 40-Ann_Arbor-Continental_US-CSS | [5 empty] | No
| 4 | 2015-07-14 | ON CALL |  |  | PAVILION CORE TEAM |  |  | PAV |  | LEVEL 7 | 7-401P |  |  | 1 | 3 | PHONE/WORKSTATION | WIRED SPARE |  |  | SPARE | [6 empty] | IDF 7-304C |  | 69785 | 7349369785 |  | 8811 | PAV-7-401P--1 | PAV-ON CALL 7401P | 40-Ann_Arbor-Continental_US-CSS | [5 empty] | No
| 4 | 2015-07-14 | ON CALL |  |  | PAVILION CORE TEAM |  |  | PAV |  | LEVEL 7 | 7-401S |  |  | 1 | 3 | PHONE/WORKSTATION | WIRED SPARE |  |  | SPARE | [6 empty] | IDF 7-304C |  | 69790 | 7349369790 |  | 8811 | PAV-7-401S--1 | PAV-ON CALL 7401S | 40-Ann_Arbor-Continental_US-CSS | [5 empty] | No
| 4 | 2015-07-14 | ON CALL |  |  | PAVILION CORE TEAM |  |  | PAV |  | LEVEL 7 | 7-401T |  |  | 1 | 3 | PHONE/WORKSTATION | WIRED SPARE |  |  | SPARE | [6 empty] | IDF 7-304C |  | 69803 | 7349369803 |  | 8811 | PAV-7-401T--1 | PAV-ON CALL 7401T | 40-Ann_Arbor-Continental_US-CSS | [5 empty] | No
| 4 | 2015-07-14 | OFFICE, HOTELING |  |  | PERIOP ADMIN |  |  | PAV |  | LEVEL 7 | 7-401W |  |  | 1 | 3 | PHONE/WORKSTATION | WIRED SPARE |  |  | SPARE | [6 empty] | IDF 7-304C |  | 69811 | 7349369811 |  | 8811 | PAV-7-401W--1 | PAV-HOTEL OFC 7401W | 40-Ann_Arbor-Continental_US-CSS | [5 empty] | Yes
| 1 | 2025-04-07 | UNIV PATIENT RM |  |  | PAVILION CORE TEAM_NRS |  |  | PAV | 8-01 | LEVEL 8 | 8-101 | 8-101-05A | R2-C-35 | 3 | 3C | PT PHONE | WIRED SPARE |  |  | SPARE |  |  | CAPSULE P-P | CAPSULE P-P |  |  | IDF 8-334C |  | 25928 | 7342325928 |  | PT PHONE | PAV-8-101-8-101-05A-3 | PAV-INTERNAL CALLER | 10-Ann_Arbor-Local-CSS |  | PT PHONE | Patient Phone Device Pool | PAV-2A338C-AGW-2-10 | 0 | No | [5 empty] | bed rail holder
| 1 | 2025-04-07 | UNIV PATIENT RM |  |  | PAVILION CORE TEAM_NRS |  |  | PAV | 8-02 | LEVEL 8 | 8-103 | 8-103-05A | R2-C-15 | 3 | 3C | PT PHONE | WIRED SPARE |  |  | SPARE |  |  | CAPSULE P-P |  |  |  | IDF 8-334C |  | 25949 | 7342325949 |  | PT PHONE | PAV-8-103-8-103-05A-3 | PAV-INTERNAL CALLER | 10-Ann_Arbor-Local-CSS |  | PT PHONE | Patient Phone Device Pool | PAV-2A338C-AGW-2-10 | 1 | No | [5 empty] | bed rail holder
| 1 | 2025-04-07 | UNIV PATIENT RM |  |  | PAVILION CORE TEAM_NRS |  |  | PAV | 8-03 | LEVEL 8 | 8-105 | 8-105-05A | R2-F-24 | 3 | 3C | PT PHONE | WIRED SPARE |  |  | SPARE |  |  | CAPSULE P-P |  |  |  | IDF 8-122C |  | 25963 | 7342325963 |  | PT PHONE | PAV-8-105-8-105-05A-3 | PAV-INTERNAL CALLER | 10-Ann_Arbor-Local-CSS |  | PT PHONE | Patient Phone Device Pool | PAV-2A338C-AGW-2-10 | 2 | No | [5 empty] | bed rail holder
2 | 1 | 2025-04-07 | NURSE STATION |  |  | NURSES STATION |  |  | PAV |  | LEVEL 8 | 8-106 | 8-106-07A | R2-B-38 | 3 | 3 | PHONE/WORKSTATION | WORKSTATION | R2/B/39 8-106-07B |  | SPARE | [6 empty] | IDF 8-334C |  | 30083 | 7347630083 | 74E2E75203EB | 8811 | PAV-8-106-07A-R2-B-38 | PAV-Nurse Station | 40-Ann_Arbor-Continental_US-CSS | [5 empty] | No
2 | 1 | 2025-04-07 | NURSE STATION |  |  | NURSES STATION |  |  | PAV |  | LEVEL 8 | 8-106 | 8-106-11A | R2-B-45 | 6 | 3 | PHONE/WORKSTATION | WIRED SPARE |  |  | SPARE | [6 empty] | IDF 8-334C |  | 30086 | 7347630086 | 74E2E7B77323 | 8811 | PAV-8-106-11A-R2-B-45 | PAV-Nurse Station | 40-Ann_Arbor-Continental_US-CSS | [5 empty] | No
2 | 1 | 2025-04-07 | NURSE STATION |  |  | NURSES STATION |  |  | PAV |  | LEVEL 8 | 8-106 | 8-106-05A | R2-B-28 | 9 | 3 | PHONE/WORKSTATION | LABEL PRINTER | R2/B/29 8-106-05B |  | SPARE | [6 empty] | IDF 8-334C |  | 30242 | 7347630242 | 788517C336F8 | 8811 | PAV-8-106-05A-R2-B-28 | PAV-Nurse Station | 40-Ann_Arbor-Continental_US-CSS | [5 empty] | No
| 1 | 2025-04-07 | NURSE STATION |  |  | NURSES STATION |  |  | PAV |  | LEVEL 8 | 8-106 |  |  | 2 | 3 | ANLG-RED PHONE | WIRED SPARE |  |  | SPARE | [6 empty] | IDF 8-334C |  | RED PHONE |  |  | RED PHONE | PAV-8-106--2 | PAV-8-106--2 RED PHONE |  | RED PHONE | [11 empty] | RED PHONE
| 1 | 2025-04-07 | UNIV PATIENT RM |  |  | PAVILION CORE TEAM_NRS |  |  | PAV | 8-04 | LEVEL 8 | 8-107 | 8-107-05A | R2-F-4 | 3 | 3C | PT PHONE | WIRED SPARE |  |  | SPARE |  |  | CAPSULE P-P |  |  |  | IDF 8-122C |  | 25969 | 7342325969 |  | PT PHONE | PAV-8-107-8-107-05A-3 | PAV-INTERNAL CALLER | 10-Ann_Arbor-Local-CSS |  | PT PHONE | Patient Phone Device Pool | PAV-2A338C-AGW-2-10 | 3 | No | [5 empty] | bed rail holder
2 | 1 | 2025-04-07 | MEDICATION |  |  | PHARMACY/NURSING |  |  | PAV |  | LEVEL 8 | 8-108 | 8-108-05A | R2-B-25 | 3 | 3 | PHONE/WORKSTATION | WIRED SPARE |  |  | SPARE | [6 empty] | IDF 8-334C |  | 30251 | 7347630251 | 788517C3F827 | 8811 | PAV-8-108-05A-R2-B-25 | PAV-Medication Room | 40-Ann_Arbor-Continental_US-CSS | [5 empty] | No
| 1 | 2025-04-07 | UNIV PATIENT RM |  |  | PAVILION CORE TEAM_NRS |  |  | PAV | 8-05 | LEVEL 8 | 8-109 | 8-105-05A | R2-F-32 | 3 | 3C | PT PHONE | WIRED SPARE |  |  | SPARE |  |  | CAPSULE P-P |  |  |  | IDF 8-122C |  | 25975 | 7342325975 |  | PT PHONE | PAV-8-109-8-105-05A-3 | PAV-INTERNAL CALLER | 10-Ann_Arbor-Local-CSS |  | PT PHONE | Patient Phone Device Pool | PAV-2A338C-AGW-2-10 | 4 | No | [5 empty] | bed rail holder
| 1 | 2025-04-07 | UNIV PATIENT RM |  |  | PAVILION CORE TEAM_NRS |  |  | PAV | 8-06 | LEVEL 8 | 8-111 | 8-111-08A | R2-E-10 | 3 | 3C | PT PHONE | WIRED SPARE |  |  | SPARE |  |  | CAPSULE P-P |  |  |  | IDF 8-122C |  | 25976 | 7342325976 |  | PT PHONE | PAV-8-111-8-111-08A-3 | PAV-INTERNAL CALLER | 10-Ann_Arbor-Local-CSS |  | PT PHONE | Patient Phone Device Pool | PAV-2A338C-AGW-2-10 | 5 | No | [5 empty] | bed rail holder
| 1 | 2025-04-07 | UNIV PATIENT RM |  |  | PAVILION CORE TEAM_NRS |  |  | PAV | 8-07 | LEVEL 8 | 8-113 | 8-113-05A | R2-D-38 | 3 | 3C | PT PHONE | WIRED SPARE |  |  | SPARE |  |  | CAPSULE P-P |  |  |  | IDF 8-122C |  | 25981 | 7342325981 |  | PT PHONE | PAV-8-113-8-113-05A-3 | PAV-INTERNAL CALLER | 10-Ann_Arbor-Local-CSS |  | PT PHONE | Patient Phone Device Pool | PAV-2A338C-AGW-2-10 | 6 | No | [5 empty] | bed rail holder
2 | 1 | 2025-04-07 | DIETICIAN WORKROOM |  |  | PFANS |  |  | PAV |  | LEVEL 8 | 8-114 | 8-114-05A | R2-B-14 | 3 | 3 | PHONE/WORKSTATION | WIRED SPARE |  |  | SPARE | [6 empty] | IDF 8-334C |  | 30401 | 7347630401 | 74E2E793A3E9 | 8811 | PAV-8-114-05A-R2-B-14 | PAV-Dietician Workroom | 40-Ann_Arbor-Continental_US-CSS | [5 empty] | Yes | [6 empty] | (and UCC iphone - still a question)
2 | 1 | 2025-04-07 | DIETICIAN WORKROOM |  |  | PFANS |  |  | PAV |  | LEVEL 8 | 8-114 | 8-114-01A | R2-B-08 | 1 | 3 | PHONE/WORKSTATION | WIRED SPARE |  |  | SPARE | [6 empty] | IDF 8-334C |  | 30438 | 7347630438 | C882342A9C23 | 8811 | PAV-8-114-01A-R2-B-08 | PAV-Dietician Workroom | 40-Ann_Arbor-Continental_US-CSS | [5 empty] | Yes | [6 empty] | (and UCC iphone - still a question)
2 | 1 | 2025-04-07 | DIETICIAN WORKROOM |  |  | PFANS |  |  | PAV |  | LEVEL 8 | 8-114 | 8-114-03A | R2-B-11 | 2 | 3 | PHONE/WORKSTATION | PRINTER | R2/B/12 8-114-03B |  | SPARE | [6 empty] | IDF 8-334C |  | 30532 | 7347630532 | C882342A9C3E | 8811 | PAV-8-114-03A-R2-B-11 | PAV-Dietician Workroom | 40-Ann_Arbor-Continental_US-CSS | [5 empty] | Yes | [6 empty] | (and UCC iphone - still a question)
| 1 | 2025-04-07 | UNIV PATIENT RM |  |  | PAVILION CORE TEAM_NRS |  |  | PAV | 8-08 | LEVEL 8 | 8-115 | 8-115-05A | R2-D-18 | 3 | 3C | PT PHONE | WIRED SPARE |  |  | SPARE |  |  | CAPSULE P-P |  |  |  | IDF 8-122C |  | 25985 | 7342325985 |  | PT PHONE | PAV-8-115-8-115-05A-3 | PAV-INTERNAL CALLER | 10-Ann_Arbor-Local-CSS |  | PT PHONE | Patient Phone Device Pool | PAV-2A338C-AGW-2-10 | 7 | No | [5 empty] | bed rail holder
| 1 | 2025-04-07 | UNIV PATIENT RM ADA |  |  | PAVILION CORE TEAM_NRS |  |  | PAV | 8-09 | LEVEL 8 | 8-117 | 8-117-05A | R2-C-46 | 3 | 3C | PT PHONE | WIRED SPARE |  |  | SPARE |  |  | CAPSULE P-P |  |  |  | IDF 8-122C |  | 25986 | 7342325986 |  | PT PHONE | PAV-8-117-8-117-05A-3 | PAV-INTERNAL CALLER | 10-Ann_Arbor-Local-CSS |  | PT PHONE | Patient Phone Device Pool | PAV-2A338C-AGW-2-10 | 8 | No | [5 empty] | bed rail holder
1 | 1 | 2025-04-07 | CORRIDOR |  |  | HOUSE PHONE |  |  | PAV |  | LEVEL 8 | 8-200Z | 8-245-01A | R3-A-46 | 1 | W | PHONE | [10 empty] | IDF 8-122C |  | 30616 | 7347630616 | 788517062D57 | 6901W | PAV-8-245-01A-R3-A-46 | PAV-CORR 8-200Z | 00-Ann_Arbor-Internal-CSS | [5 empty] | No
1 | 1 | 2025-04-07 | UNIV ISO PATIENT RM |  |  | PAVILION CORE TEAM_NRS |  |  | PAV | 8-10 | LEVEL 8 | 8-201 | 8-201-05A | R2-C-25 | 3 | 3C | PT PHONE | WIRED SPARE |  |  | SPARE |  |  | CAPSULE P-P |  |  |  | IDF 8-122C |  | 25987 | 7342325987 |  | PT PHONE | PAV-8-201-8-201-05A-3 | PAV-INTERNAL CALLER | 10-Ann_Arbor-Local-CSS |  | PT PHONE | Patient Phone Device Pool | PAV-2A338C-AGW-2-10 | 9 | No | [5 empty] | bed rail holder
1 | 1 | 2025-04-07 | UNIV PATIENT RM |  |  | PAVILION CORE TEAM_NRS |  |  | PAV | 8-11 | LEVEL 8 | 8-203 | 8-203-05A | R2-C-5 | 3 | 3C | PT PHONE | WIRED SPARE |  |  | SPARE |  |  | CAPSULE P-P |  |  |  | IDF 8-122C |  | 26001 | 7342326001 |  | PT PHONE | PAV-8-203-8-203-05A-3 | PAV-INTERNAL CALLER | 10-Ann_Arbor-Local-CSS |  | PT PHONE | Patient Phone Device Pool | PAV-2A338C-AGW-2-10 | 10 | No | [5 empty] | bed rail holder
| 1 | 2025-04-07 | UNIV PATIENT RM |  |  | PAVILION CORE TEAM_NRS |  |  | PAV | 8-12 | LEVEL 8 | 8-205 | 8-205-05A | R2-B-33 | 3 | 3C | PT PHONE | WIRED SPARE |  |  | SPARE |  |  | CAPSULE P-P |  |  |  | IDF 8-122C |  | 26009 | 7342326009 |  | PT PHONE | PAV-8-205-8-205-05A-3 | PAV-INTERNAL CALLER | 10-Ann_Arbor-Local-CSS |  | PT PHONE | Patient Phone Device Pool | PAV-2A338C-AGW-2-10 | 11 | No | [5 empty] | bed rail holder
3 | 1 | 2025-04-07 | TEAM ROOM |  |  | PAVILION CORE TEAM |  |  | PAV |  | LEVEL 8 | 8-206 | 8-206-01A | R2-F-46 | 1 | 3 | PHONE/WORKSTATION | WORKSTATION | R2/F/47 8-206-01B |  | SPARE | [6 empty] | IDF 8-122C |  | 30629 | 7347630629 | 7864A041384E | 8811 | PAV-8-206-01A-R2-F-46 | PAV-Team Room | 40-Ann_Arbor-Continental_US-CSS | [5 empty] | No
3 | 1 | 2025-04-07 | TEAM ROOM |  |  | PAVILION CORE TEAM |  |  | PAV |  | LEVEL 8 | 8-206 | 8-206-07A | R2-G-07 | 4 | 3 | PHONE/WORKSTATION | WORKSTATION | R2/G/08 8-206-07B |  | SPARE | [6 empty] | IDF 8-122C |  | 30635 | 7347630635 | 7864A0724D32 | 8811 | PAV-8-206-07A-R2-G-07 | PAV-Team Room | 40-Ann_Arbor-Continental_US-CSS | [5 empty] | No
3 | 1 | 2025-04-07 | TEAM ROOM |  |  | PAVILION CORE TEAM |  |  | PAV |  | LEVEL 8 | 8-206 | 8-206-09A | R2-G-10 | 6 | 3 | PHONE/WORKSTATION | WIRED SPARE |  |  | SPARE | [6 empty] | IDF 8-122C |  | 30638 | 7347630638 | C882342A9C27 | 8811 | PAV-8-206-09A-R2-G-10 | PAV-Team Room | 40-Ann_Arbor-Continental_US-CSS | [5 empty] | No
3 | 1 | 2025-04-07 | TEAM ROOM |  |  | PAVILION CORE TEAM |  |  | PAV |  | LEVEL 8 | 8-206 | 8-206-17A | R2-G-21 | 9 | 3 | PHONE/WORKSTATION | WIRED SPARE |  |  | SPARE | [6 empty] | IDF 8-122C |  | 30690 | 7347630690 | C882344485AF | 8811 | PAV-8-206-17A-R2-G-21 | PAV-Team Room | 40-Ann_Arbor-Continental_US-CSS | [5 empty] | No
3 | 1 | 2025-04-07 | TEAM ROOM |  |  | PAVILION CORE TEAM |  |  | PAV |  | LEVEL 8 | 8-206 | 8-206-23A | R2-G-30 | 13 | 3 | PHONE/WORKSTATION | WIRED SPARE |  |  | SPARE | [6 empty] | IDF 8-122C |  | 30692 | 7347630692 | 74E2E7DB3B56 | 8811 | PAV-8-206-23A-R2-G-30 | PAV-Team Room | 40-Ann_Arbor-Continental_US-CSS | [5 empty] | No
3 | 1 | 2025-04-07 | TEAM ROOM |  |  | PAV AV ROOM REVIEW |  |  | PAV |  | LEVEL 8 | 8-206 | 8-206-29A | R2-G-39 | 15 | 3 | PHONE/WORKSTATION | WIRED SPARE |  |  | SPARE | [6 empty] | IDF 8-122C |  | 30693 | 7347630693 | 74E2E7DB3B65 | 8811 | PAV-8-206-29A-R2-G-39 | PAV-Team Room | 40-Ann_Arbor-Continental_US-CSS | [5 empty] | No
| 1 | 2025-04-07 | UNIV PATIENT RM |  |  | PAVILION CORE TEAM_NRS |  |  | PAV | 8-13 | LEVEL 8 | 8-207 | 8-207-05A | R2-B-09 | 3 | 3C | PT PHONE | WIRED SPARE |  |  | SPARE |  |  | CAPSULE P-P |  |  |  | IDF 8-122C |  | 26014 | 7342326014 |  | PT PHONE | PAV-8-207-8-207-05A-3 | PAV-INTERNAL CALLER | 10-Ann_Arbor-Local-CSS |  | PT PHONE | Patient Phone Device Pool | PAV-2A338C-AGW-2-10 | 12 | No | [5 empty] | bed rail holder
| 1 | 2025-04-07 | UNIV PATIENT RM |  |  | PAVILION CORE TEAM_NRS |  |  | PAV | 8-14 | LEVEL 8 | 8-209 | 8-209-05A | R2-A-37 | 3 | 3C | PT PHONE | WIRED SPARE |  |  | SPARE |  |  | CAPSULE P-P |  |  |  | IDF 8-122C |  | 26036 | 7342326036 |  | PT PHONE | PAV-8-209-8-209-05A-3 | PAV-INTERNAL CALLER | 10-Ann_Arbor-Local-CSS |  | PT PHONE | Patient Phone Device Pool | PAV-2A338C-AGW-2-10 | 13 | No | [5 empty] | bed rail holder
| 1 | 2025-04-07 | UNIV PATIENT RM ADA |  |  | PAVILION CORE TEAM_NRS |  |  | PAV | 8-15 | LEVEL 8 | 8-211 | 8-211-05A | R2-A-17 | 3 | 3C | PT PHONE | WIRED SPARE |  |  | SPARE |  |  | CAPSULE P-P |  |  |  | IDF 8-122C |  | 26044 | 7342326044 |  | PT PHONE | PAV-8-211-8-211-05A-3 | PAV-INTERNAL CALLER | 10-Ann_Arbor-Local-CSS |  | PT PHONE | Patient Phone Device Pool | PAV-2A338C-AGW-2-10 | 14 | No | [5 empty] | bed rail holder
3 | 1 | 2025-04-07 | NURSES STATION |  |  | NURSES STATION |  |  | PAV |  | LEVEL 8 | 8-212 | 8-212A-05A | R2-H-41 | 3 | 3 | PHONE/WORKSTATION | WIRED SPARE |  |  | SPARE | [6 empty] | IDF 8-122C |  | 30731 | 7347630731 | C882344485B7 | 8811 | PAV-8-212A-05A-R2-H-41 | PAV-Nurses Station | 40-Ann_Arbor-Continental_US-CSS | [5 empty] | No
4 | 1 | 2025-04-07 | NURSES STATION |  |  | NURSES STATION |  |  | PAV |  | LEVEL 8 | 8-212 | 8-212-09A | R2-H-47 | 6 | 3 | PHONE/WORKSTATION | WIRED SPARE |  |  | SPARE | [6 empty] | IDF 8-122C |  | 30777 | 7347630777 | 788517C3F82B | 8811 | PAV-8-212-09A-R2-H-47 | PAV-Nurses Station | 40-Ann_Arbor-Continental_US-CSS | [5 empty] | No
4 | 1 | 2025-04-07 | NURSES STATION |  |  | NURSES STATION |  |  | PAV |  | LEVEL 8 | 8-212 | 8-212-05A | R2-H-09 | 7 | 3 | PHONE/WORKSTATION | WIRED SPARE |  |  | SPARE | [6 empty] | IDF 8-122C |  | 30795 | 7347630795 | 788517C3F82A | 8811 | PAV-8-212-05A-R2-H-09 | PAV-Nurses Station | 40-Ann_Arbor-Continental_US-CSS | [5 empty] | No
4 | 1 | 2025-04-07 | NURSES STATION |  |  | NURSES STATION |  |  | PAV |  | LEVEL 8 | 8-212 | 8-212-01A | R2-G-48 | 10 | 3 | PHONE/WORKSTATION | LABEL PRINTER | R2/01/H1 8-212-01B |  | SPARE | [6 empty] | IDF 8-122C |  | 30814 | 7347630814 | 74E2E7496479 | 8811 | PAV-8-212-01A-R2-G-48 | PAV-Nurses Station | 40-Ann_Arbor-Continental_US-CSS | [5 empty] | No
| 1 | 2025-04-07 | COMMUNAL TEAMING |  |  | UNIVERSAL PATIENT STAFF |  |  | PAV |  | LEVEL 8 | 8-214 | ? | ? | 3 | 3 | FAX | WIRED SPARE |  |  | SPARE | [6 empty] | IDF 8-122C |  | 38895 | 7347638895 |  | ANLG-FAX | PAV-8-214-?-3 | PAV-FAX TM RM 8-214 | 40-Ann_Arbor-Continental_US-CSS |  |  |  | PAV-2A338C-AGW-2-10 | 15 | No |  |  |  |  | ANLG-FAX |  | FAX -NEED JACK ALONG WALL
4 | 1 | 2025-04-07 | TBD |  |  | CORE PAVILION TEAM |  |  | PAV |  | LEVEL 8 | 8-214A | 8-214A-01A | R2-H-32 | 1 | 3 | PHONE/WORKSTATION | WIRED SPARE |  |  | SPARE | [6 empty] | IDF 8-122C |  | 30837 | 7347630837 | 74E2E7B7E59D | 8811 | PAV-8-214A-01A-R2-H-32 | PAV-Tbd Room | 40-Ann_Arbor-Continental_US-CSS | [5 empty] | No
4 | 1 | 2025-04-07 | TBD |  |  | CORE PAVILION TEAM |  |  | PAV |  | LEVEL 8 | 8-214B | 8-214B-01A | R2-H-29 | 1 | 3 | PHONE/WORKSTATION | WIRED SPARE |  |  | SPARE | [6 empty] | IDF 8-122C |  | 31022 | 7347631022 | 788517C3FCA1 | 8811 | PAV-8-214B-01A-R2-H-29 | PAV-Tbd Room | 40-Ann_Arbor-Continental_US-CSS | [5 empty] | No
4 | 1 | 2025-04-07 | MD HOTEL OFFICE |  |  | CORE PAVILION TEAM |  |  | PAV |  | LEVEL 8 | 8-214D | 8-214D-01A | R2-H-26 | 1 | 3 | PHONE/WORKSTATION | WIRED SPARE |  |  | SPARE | [6 empty] | IDF 8-122C |  | 31073 | 7347631073 | 788517C3F82C | 8811 | PAV-8-214D-01A-R2-H-26 | PAV-Md Hotel Office | 40-Ann_Arbor-Continental_US-CSS | [5 empty] | No
4 | 1 | 2025-04-07 | ADMIN |  |  | CORE PAVILION TEAM |  |  | PAV |  | LEVEL 8 | 8-214F | 8-214F-03A | R2-H-23 | 1 | 3 | PHONE/WORKSTATION | WIRED SPARE |  |  | SPARE | [6 empty] | IDF 8-122C |  | 31096 | 7347631096 | C882342A760B | 8811 | PAV-8-214F-03A-R2-H-23 | PAV-Admin Room | 40-Ann_Arbor-Continental_US-CSS | [5 empty] | Yes
5 | 1 | 2025-04-07 | ADMIN |  |  | CORE PAVILION TEAM |  |  | PAV |  | LEVEL 8 | 8-214F | 8-214F-01A | R2-H-20 | 2 | 3 | PHONE/WORKSTATION | WIRED SPARE |  |  | SPARE | [6 empty] | IDF 8-122C |  | 33008 | 7347633008 | 74E2E7F983EE | 8811 | PAV-8-214F-01A-R2-H-20 | PAV-Admin Room | 40-Ann_Arbor-Continental_US-CSS | [5 empty] | Yes
5 | 1 | 2025-04-07 | TBD |  |  | CORE PAVILION TEAM |  |  | PAV |  | LEVEL 8 | 8-214G | 8-214G-01A | R2-H-17 | 1 | 3 | PHONE/WORKSTATION | WIRED SPARE |  |  | SPARE | [6 empty] | IDF 8-122C |  | 33038 | 7347633038 | 788517C3B56A | 8811 | PAV-8-214G-01A-R2-H-17 | PAV-Tbd Room | 40-Ann_Arbor-Continental_US-CSS | [5 empty] | No
5 | 1 | 2025-04-07 | ON CALL |  |  | PAVILION CORE TEAM |  |  | PAV |  | LEVEL 8 | 8-216 | 8-216-03A | R3-D-20 | 2 | 3 | PHONE/WORKSTATION | WIRED SPARE |  |  | SPARE | [6 empty] | IDF 8-122C |  | 33047 | 7347633047 | 74E2E749B82A | 8811 | PAV-8-216-03A-R3-D-20 | PAV-On Call | 40-Ann_Arbor-Continental_US-CSS | [5 empty] | No
5 | 1 | 2025-04-07 | ON CALL |  |  | PAVILION CORE TEAM |  |  | PAV |  | LEVEL 8 | 8-216 | 8-216-01A | R3-D-17 | 3 | 3 | PHONE/WORKSTATION | WIRED SPARE |  |  | SPARE | [6 empty] | IDF 8-122C |  | 33083 | 7347633083 | 788517C37D23 | 8811 | PAV-8-216-01A-R3-D-17 | PAV-On Call | 40-Ann_Arbor-Continental_US-CSS | [5 empty] | No
| 1 | 2025-04-07 | UNIV PATIENT RM |  |  | PAVILION CORE TEAM_NRS |  |  | PAV | 8-16 | LEVEL 8 | 8-301 | 8-301-05A | R3-B-09 | 3 | 3C | PT PHONE | WIRED SPARE |  |  | SPARE |  |  | CAPSULE P-P |  |  |  | IDF 8-122C |  | 26053 | 7342326053 |  | PT PHONE | PAV-8-301-8-301-05A-3 | PAV-INTERNAL CALLER | 10-Ann_Arbor-Local-CSS |  | PT PHONE | Patient Phone Device Pool | PAV-2A338C-AGW-2-10 | 16 | No | [5 empty] | bed rail holder
5 | 1 | 2025-04-07 | NURSES STATION |  |  | PAVILION CORE TEAM |  |  | PAV |  | LEVEL 8 | 8-302 | 8-302-03A | R3-A-30 | 2 | 3 | PHONE/WORKSTATION | PRINTER | R3/I/41 8-302-03B |  | SPARE | [6 empty] | IDF 8-122C |  | 33149 | 7347633149 | 74E2E7F983F8 | 8811 | PAV-8-302-03A-R3-A-30 | PAV-Nurses Station | 40-Ann_Arbor-Continental_US-CSS | [5 empty] | No
| 1 | 2025-04-07 | UNIV PATIENT RM |  |  | PAVILION CORE TEAM_NRS |  |  | PAV | 8-17 | LEVEL 8 | 8-303 | 8-303-05A | R3-B-29 | 3 | 3C | PT PHONE | WIRED SPARE |  |  | SPARE |  |  | CAPSULE P-P |  |  |  | IDF 8-122C |  | 26071 | 7342326071 |  | PT PHONE | PAV-8-303-8-303-05A-3 | PAV-INTERNAL CALLER | 10-Ann_Arbor-Local-CSS |  | PT PHONE | Patient Phone Device Pool | PAV-2A338C-AGW-2-10 | 17 | No | [5 empty] | bed rail holder
| 1 | 2025-04-07 | UNIV PATIENT RM |  |  | PAVILION CORE TEAM_NRS |  |  | PAV | 8-18 | LEVEL 8 | 8-305 | 8-305-05A | R3-B-48 | 3 | 3C | PT PHONE | WIRED SPARE |  |  | SPARE |  |  | CAPSULE P-P |  |  |  | IDF 8-122C |  | 26078 | 7342326078 |  | PT PHONE | PAV-8-305-8-305-05A-3 | PAV-INTERNAL CALLER | 10-Ann_Arbor-Local-CSS |  | PT PHONE | Patient Phone Device Pool | PAV-2A338C-AGW-2-10 | 18 | No | [5 empty] | bed rail holder
| 1 | 2025-04-07 | UNIV PATIENT RM |  |  | PAVILION CORE TEAM_NRS |  |  | PAV | 8-19 | LEVEL 8 | 8-307 | 8-307-05A | R3-C-20 | 3 | 3C | PT PHONE | WIRED SPARE |  |  | SPARE |  |  | CAPSULE P-P |  |  |  | IDF 8-122C |  | 26083 | 7342326083 |  | PT PHONE | PAV-8-307-8-307-05A-3 | PAV-INTERNAL CALLER | 10-Ann_Arbor-Local-CSS |  | PT PHONE | Patient Phone Device Pool | PAV-2A338C-AGW-2-10 | 19 | No | [5 empty] | bed rail holder
5 | 1 | 2025-04-07 | MEDICATION |  |  | PHARMACY/NURSING |  |  | PAV |  | LEVEL 8 | 8-308 | 8-308-01A | R3-A-21 | 3 | 3 | PHONE/WORKSTATION | WIRED SPARE |  |  | SPARE | [6 empty] | IDF 8-122C |  | 33253 | 7347633253 | 74E2E7BCCFAD | 8811 | PAV-8-308-01A-R3-A-21 | PAV-Medication Room | 40-Ann_Arbor-Continental_US-CSS | [5 empty] | No
| 1 | 2025-04-07 | UNIV PATIENT RM |  |  | PAVILION CORE TEAM_NRS |  |  | PAV | 8-20 | LEVEL 8 | 8-309 | 8-309-05A | R3-C-40 | 3 | 3C | PT PHONE | WIRED SPARE |  |  | SPARE |  |  | CAPSULE P-P |  |  |  | IDF 8-122C |  | 26135 | 7342326135 |  | PT PHONE | PAV-8-309-8-309-05A-3 | PAV-INTERNAL CALLER | 10-Ann_Arbor-Local-CSS |  | PT PHONE | Patient Phone Device Pool | PAV-2A338C-AGW-2-10 | 20 | No | [5 empty] | bed rail holder
| 1 | 2025-04-07 | UNIV PATIENT RM |  |  | PAVILION CORE TEAM_NRS |  |  | PAV | 8-21 | LEVEL 8 | 8-311 | 8-311-05A | R2-A-08 | 3 | 3C | PT PHONE | WIRED SPARE |  |  | SPARE |  |  | CAPSULE P-P |  |  |  | IDF 8-334C |  | 26146 | 7342326146 |  | PT PHONE | PAV-8-311-8-311-05A-3 | PAV-INTERNAL CALLER | 10-Ann_Arbor-Local-CSS |  | PT PHONE | Patient Phone Device Pool | PAV-2A338C-AGW-2-10 | 21 | No | [5 empty] | bed rail holder
| 1 | 2025-04-07 | UNIV PATIENT RM |  |  | PAVILION CORE TEAM_NRS |  |  | PAV | 8-22 | LEVEL 8 | 8-313 | 8-313-05A | R2-A-28 | 3 | 3C | PT PHONE | WIRED SPARE |  |  | SPARE |  |  | CAPSULE P-P |  |  |  | IDF 8-334C |  | 26152 | 7342326152 |  | PT PHONE | PAV-8-313-8-313-05A-3 | PAV-INTERNAL CALLER | 10-Ann_Arbor-Local-CSS |  | PT PHONE | Patient Phone Device Pool | PAV-2A338C-AGW-2-10 | 22 | No | [5 empty] | bed rail holder
| 1 | 2025-04-07 | UNIV PATIENT RM |  |  | PAVILION CORE TEAM_NRS |  |  | PAV | 8-23 | LEVEL 8 | 8-315 | 8-321-05A | R2-A-19 | 3 | 3C | PT PHONE | WIRED SPARE |  |  | SPARE |  |  | CAPSULE P-P |  |  |  | IDF 8-334C |  | 26159 | 7342326159 |  | PT PHONE | PAV-8-315-8-321-05A-3 | PAV-INTERNAL CALLER | 10-Ann_Arbor-Local-CSS |  | PT PHONE | Patient Phone Device Pool | PAV-2A338C-AGW-2-10 | 23 | No | [5 empty] | bed rail holder
| 1 | 2025-04-07 | UNIV ISO PATIENT RM ADA |  |  | PAVILION CORE TEAM_NRS |  |  | PAV | 8-24 | LEVEL 8 | 8-317 | 8-317-05A | R2-H-47 | 3 | 3C | PT PHONE | WIRED SPARE |  |  | SPARE |  |  | CAPSULE P-P |  |  |  | IDF 8-334C |  | 26160 | 7342326160 |  | PT PHONE | PAV-8-317-8-317-05A-3 | PAV-INTERNAL CALLER | 10-Ann_Arbor-Local-CSS |  | PT PHONE | Patient Phone Device Pool | PAV-2A338C-AGW-2-10 | 24 | No | [5 empty] | bed rail holder
| 1 | 2025-04-07 | UNIV PATIENT RM |  |  | PAVILION CORE TEAM_NRS |  |  | PAV | 8-25 | LEVEL 8 | 8-319 | 8-319-05A | R2-H-27 | 3 | 3C | PT PHONE | WIRED SPARE |  |  | SPARE |  |  | CAPSULE P-P |  |  |  | IDF 8-334C |  | 26207 | 7342326207 |  | PT PHONE | PAV-8-319-8-319-05A-3 | PAV-INTERNAL CALLER | 10-Ann_Arbor-Local-CSS |  | PT PHONE | Patient Phone Device Pool | PAV-2A338C-AGW-2-10 | 25 | No | [5 empty] | bed rail holder
| 1 | 2025-04-07 | UNIV PATIENT RM |  |  | PAVILION CORE TEAM_NRS |  |  | PAV | 8-26 | LEVEL 8 | 8-321 | 8-321-05A | R2-H-07 | 3 | 3C | PT PHONE | WIRED SPARE |  |  | SPARE |  |  | CAPSULE P-P |  |  |  | IDF 8-334C |  | 26215 | 7342326215 |  | PT PHONE | PAV-8-321-8-321-05A-3 | PAV-INTERNAL CALLER | 10-Ann_Arbor-Local-CSS |  | PT PHONE | Patient Phone Device Pool | PAV-2A338C-AGW-2-10 | 26 | No | [5 empty] | bed rail holder
| 1 | 2025-04-07 | UNIV PATIENT RM |  |  | PAVILION CORE TEAM_NRS |  |  | PAV | 8-27 | LEVEL 8 | 8-323 | 8-323-05A | R2-G-35 | 3 | 3C | PT PHONE | WIRED SPARE |  |  | SPARE |  |  | CAPSULE P-P |  |  |  | IDF 8-334C |  | 26225 | 7342326225 |  | PT PHONE | PAV-8-323-8-323-05A-3 | PAV-INTERNAL CALLER | 10-Ann_Arbor-Local-CSS |  | PT PHONE | Patient Phone Device Pool | PAV-2A338C-AGW-2-10 | 27 | No | [5 empty] | bed rail holder
| 1 | 2025-04-07 | UNIV PATIENT RM |  |  | PAVILION CORE TEAM_NRS |  |  | PAV | 8-28 | LEVEL 8 | 8-325 | 8-325-05A | R2-G-15 | 3 | 3C | PT PHONE | WIRED SPARE |  |  | SPARE |  |  | CAPSULE P-P |  |  |  | IDF 8-334C |  | 26233 | 7342326233 |  | PT PHONE | PAV-8-325-8-325-05A-3 | PAV-INTERNAL CALLER | 10-Ann_Arbor-Local-CSS |  | PT PHONE | Patient Phone Device Pool | PAV-2A338C-AGW-2-10 | 28 | No | [5 empty] | bed rail holder
| 1 | 2025-04-07 | UNIV PATIENT RM |  |  | PAVILION CORE TEAM_NRS |  |  | PAV | 8-29 | LEVEL 8 | 8-327 | 8-327-05A | R3-C-10 | 3 | 3C | PT PHONE | WIRED SPARE |  |  | SPARE |  |  | CAPSULE P-P |  |  |  | IDF 8-438C |  | 26242 | 7342326242 |  | PT PHONE | PAV-8-327-8-327-05A-3 | PAV-INTERNAL CALLER | 10-Ann_Arbor-Local-CSS |  | PT PHONE | Patient Phone Device Pool | PAV-2A338C-AGW-2-10 | 29 | No | [5 empty] | bed rail holder
5 | 1 | 2025-04-07 | NURSES STATION |  |  | PAVILION CORE TEAM |  |  | PAV |  | LEVEL 8 | 8-328 | 8-328-05A | R2-A-47 | 3 | 3 | PHONE/WORKSTATION | WIRED SPARE |  |  | SPARE | [6 empty] | IDF 8-334C |  | 33324 | 7347633324 | 7864A06CD3BB | 8811 | PAV-8-328-05A-R2-A-47 | PAV-Nurses Station | 40-Ann_Arbor-Continental_US-CSS | [5 empty] | No
6 | 1 | 2025-04-07 | NURSES STATION |  |  | PAVILION CORE TEAM |  |  | PAV |  | LEVEL 8 | 8-328 | 8-328-03A | R3-A-44 | 4 | 3 | PHONE/WORKSTATION | WIRED SPARE |  |  | SPARE | [6 empty] | IDF 8-334C |  | 33465 | 7347633465 | 74E2E7DE720D | 8811 | PAV-8-328-03A-R3-A-44 | PAV-Nurses Station | 40-Ann_Arbor-Continental_US-CSS | [5 empty] | No
| 1 | 2025-04-07 | UNIV PATIENT RM |  |  | PAVILION CORE TEAM_NRS |  |  | PAV | 8-30 | LEVEL 8 | 8-329 | 8-329-05A | R3-B-38 | 3 | 3C | PT PHONE | WIRED SPARE |  |  | SPARE |  |  | CAPSULE P-P |  |  |  | IDF 8-438C |  | 26243 | 7342326243 |  | PT PHONE | PAV-8-329-8-329-05A-3 | PAV-INTERNAL CALLER | 10-Ann_Arbor-Local-CSS |  | PT PHONE | Patient Phone Device Pool | PAV-2A338C-AGW-2-10 | 30 | No | [5 empty] | bed rail holder
| 1 | 2025-04-07 | UNIV PATIENT RM |  |  | PAVILION CORE TEAM_NRS |  |  | PAV | 8-31 | LEVEL 8 | 8-331 | 8-331-05A | R3-B-18 | 3 | 3C | PT PHONE | WIRED SPARE |  |  | SPARE |  |  | CAPSULE P-P |  |  |  | IDF 8-438C |  | 26263 | 7342326263 |  | PT PHONE | PAV-8-331-8-331-05A-3 | PAV-INTERNAL CALLER | 10-Ann_Arbor-Local-CSS |  | PT PHONE | Patient Phone Device Pool | PAV-2A338C-AGW-2-10 | 31 | No | [5 empty] | bed rail holder
6 | 1 | 2025-04-07 | PT/OT GYM |  |  | PT/OT |  |  | PAV |  | LEVEL 8 | 8-332 | 8-332-05A | R3-A-39 | 2 | 3 | PHONE/WORKSTATION | WIRED SPARE |  |  | SPARE | [6 empty] | IDF 8-334C |  | 33477 | 7347633477 | 74E2E74C2CFD | 8811 | PAV-8-332-05A-R3-A-39 | PAV-Pt/Ot Gym | 40-Ann_Arbor-Continental_US-CSS | [5 empty] | No
| 1 | 2025-04-07 | UNIV ISO PATIENT RM ADA |  |  | PAVILION CORE TEAM_NRS |  |  | PAV | 8-32 | LEVEL 8 | 8-333 | 8-333-05A | R3-A-46 | 3 | 3C | PT PHONE | WIRED SPARE |  |  | SPARE |  |  | CAPSULE P-P |  |  |  | IDF 8-438C |  | 26301 | 7342326301 |  | PT PHONE | PAV-8-333-8-333-05A-3 | PAV-INTERNAL CALLER | 10-Ann_Arbor-Local-CSS |  | PT PHONE | Patient Phone Device Pool | PAV-2A338C-AGW-2-10 | 32 | No | [5 empty] | bed rail holder
6 | 1 | 2025-04-07 | TEAM ROOM |  |  | PAVILION CORE TEAM |  |  | PAV |  | LEVEL 8 | 8-336 | 8-336-05A | R3-B-10 | 1 | 3 | PHONE/WORKSTATION | WIRED SPARE |  |  | SPARE | [6 empty] | IDF 8-334C |  | 33490 | 7347633490 | 74E2E7D6DBFC | 8811 | PAV-8-336-05A-R3-B-10 | PAV-Team Room | 40-Ann_Arbor-Continental_US-CSS | [5 empty] | No
6 | 1 | 2025-04-07 | TEAM ROOM |  |  | PAVILION CORE TEAM |  |  | PAV |  | LEVEL 8 | 8-336 | 8-336-09A | R3-B-16 | 3 | 3 | PHONE/WORKSTATION | WIRED SPARE |  |  | SPARE | [6 empty] | IDF 8-334C |  | 33543 | 7347633543 | 788517D505B8 | 8811 | PAV-8-336-09A-R3-B-16 | PAV-Team Room | 40-Ann_Arbor-Continental_US-CSS | [5 empty] | No
6 | 1 | 2025-04-07 | TEAM ROOM |  |  | PAVILION CORE TEAM |  |  | PAV |  | LEVEL 8 | 8-336 | 8-336-01A | R3-B-4 | 5 | 3 | PHONE/WORKSTATION | WIRED SPARE |  |  | SPARE | [6 empty] | IDF 8-334C |  | 33611 | 7347633611 | 74E2E7F0E5F7 | 8811 | PAV-8-336-01A-R3-B-4 | PAV-Team Room | 40-Ann_Arbor-Continental_US-CSS | [5 empty] | No
6 | 1 | 2025-04-07 | TEAM ROOM |  |  | PAVILION CORE TEAM |  |  | PAV |  | LEVEL 8 | 8-336 | 8-336-07A | R3-B-13 | 2 | 3 | PHONE/WORKSTATION | WIRED SPARE |  |  | SPARE | [6 empty] | IDF 8-334C |  | 33618 | 7347633618 | 74E2E73EA787 | 8811 | PAV-8-336-07A-R3-B-13 | PAV-Team Room | 40-Ann_Arbor-Continental_US-CSS | [5 empty] | No
6 | 1 | 2025-04-07 | TEAM ROOM |  |  | PAVILION CORE TEAM |  |  | PAV |  | LEVEL 8 | 8-336 | 8-336-03A | R3-B-7 | 6 | 3 | PHONE/WORKSTATION | WIRED SPARE |  |  | SPARE | [6 empty] | IDF 8-334C |  | 33619 | 7347633619 | 788517CA43F9 | 8811 | PAV-8-336-03A-R3-B-7 | PAV-Team Room | 40-Ann_Arbor-Continental_US-CSS | [5 empty] | No
7 | 1 | 2025-04-07 | NURSES STATION |  |  | CORE PAVILION TEAM |  |  | PAV |  | LEVEL 8 | 8-338 | 8-338-13A | R2-F-44 | 6 | 3 | PHONE | WIRED SPARE |  |  | SPARE | [6 empty] | IDF 8-334C |  | 33651 | 7347633651 | 74E2E7F983F3 | 8811 | PAV-8-338-13A-R2-F-44 | PAV-Nurses Station | 40-Ann_Arbor-Continental_US-CSS | [5 empty] | No
7 | 1 | 2025-04-07 | NURSES STATION |  |  | CORE PAVILION TEAM |  |  | PAV |  | LEVEL 8 | 8-338 | 8-338-03A | R2-F-31 | 2 | 3 | PHONE/WORKSTATION | WIRED SPARE |  |  | SPARE | [6 empty] | IDF 8-334C |  | 33654 | 7347633654 | 74E2E74AB0B5 | 8811 | PAV-8-338-03A-R2-F-31 | PAV-Nurses Station | 40-Ann_Arbor-Continental_US-CSS | [5 empty] | No
7 | 1 | 2025-04-07 | NURSES STATION |  |  | CORE PAVILION TEAM |  |  | PAV |  | LEVEL 8 | 8-338 | 8-338-09A | R2-F-39 | 9 | 3 | PHONE/WORKSTATION | PRINTER | R2/F/32 8-338-03B |  | SPARE | [6 empty] | IDF 8-334C |  | 33727 | 7347633727 | 74E2E7F983F5 | 8811 | PAV-8-338-09A-R2-F-39 | PAV-Nurses Station | 40-Ann_Arbor-Continental_US-CSS | [5 empty] | No
| 1 | 2025-04-07 | NURSES STATION |  |  | CORE PAVILION TEAM |  |  | PAV |  | LEVEL 8 | 8-338 |  |  | 4 | 3 | WORKSTATION | ANLG-RED PHONE |  |  | SPARE | [6 empty] | IDF 8-334C |  | RED PHONE |  |  | RED PHONE | PAV-8-338--4 | PAV-8-338--4 RED PHONE |  | RED PHONE | [11 empty] | RED PHONE
1 | 1 | 2025-04-07 | CORRIDOR |  |  | HOUSE PHONE |  |  | PAV |  | LEVEL 8 | 8-340Z | 8-3402-01A | R2-F-26 | 2 | W | PHONE | [10 empty] | IDF 8-334C |  | 33731 | 7347633731 | 78851707096D | 6901W | PAV-8-3402-01A-R2-F-26 | PAV-CORR 8-340Z | 00-Ann_Arbor-Internal-CSS | [5 empty] | No
7 | 1 | 2025-04-07 | MEDICATION |  |  | PHARMACY/NURSING |  |  | PAV |  | LEVEL 8 | 8-358 | 8-358-05A | R3-C-40 | 3 | 3 | PHONE/WORKSTATION | WIRED SPARE |  |  | SPARE | [6 empty] | IDF 8-438C |  | 33736 | 7347633736 | 74E2E7DA17F4 | 8811 | PAV-8-358-05A-R3-C-40 | PAV-Medication Room | 40-Ann_Arbor-Continental_US-CSS | [5 empty] | No
7 | 1 | 2025-04-07 | NURSES STATION |  |  | NURSES STATION |  |  | PAV |  | LEVEL 8 | 8-364 | 8-364-01A | R3-C-43 | 1 | 3 | PHONE/WORKSTATION | PRINTER | R3/C/44 8-364-01B |  | SPARE | [6 empty] | IDF 8-438C |  | 33749 | 7347633749 | 788517C681E8 | 8811 | PAV-8-364-01A-R3-C-43 | PAV-Nurses Station | 40-Ann_Arbor-Continental_US-CSS | [5 empty] | No
7 | 1 | 2025-04-07 | NURSES STATION |  |  | NURSES STATION |  |  | PAV |  | LEVEL 8 | 8-364 | 8-364A-7A | R3-D-4 | 5 | 3 | PHONE/WORKSTATION | LABEL PRINTER | R3/C/5 8-364-07B |  | SPARE | [6 empty] | IDF 8-438C |  | 35574 | 7347635574 | 7864A0563C30 | 8811 | PAV-8-364A-7A-R3-D-4 | PAV-Nurses Station | 40-Ann_Arbor-Continental_US-CSS | [5 empty] | No
7 | 1 | 2025-04-07 | OFFICE |  |  | UNIVERSAL PATIENT STAFF |  |  | PAV |  | LEVEL 8 | 8-364A | 8-364A-01A | R3-D-07 | 1 | 3 | PHONE/WORKSTATION | WIRED SPARE |  |  | SPARE | [6 empty] | IDF 8-438C |  | 36014 | 7347636014 | 74E2E7CB6C5C | 8811 | PAV-8-364A-01A-R3-D-07 | PAV-Office Room | 40-Ann_Arbor-Continental_US-CSS | [5 empty] | No
8 | 1 | 2025-04-07 | OFFICE |  |  | UNIVERSAL PATIENT STAFF |  |  | PAV |  | LEVEL 8 | 8-364A | 8-364A-03A | R3-D-10 | 2 | 3 | PHONE/WORKSTATION | PRINTER | R3/D/11 8-364A-03B | [8 empty] | IDF 8-438C |  | 36018 | 7347636018 | 7864A0342543 | 8811 | PAV-8-364A-03A-R3-D-10 | PAV-Office Room | 40-Ann_Arbor-Continental_US-CSS | [5 empty] | No
| 1 | 2025-04-07 | OFFICE |  |  | UNIVERSAL PATIENT STAFF |  |  | PAV |  | LEVEL 8 | 8-364A | 8-364A-01B | R3-D-308 | 2 | 3 |  |  |  |  | FAX | [6 empty] | IDF 8-438C |  | 38907 | 7347638907 |  | ANLG-FAX | PAV-8-364A-8-364A-01B-2 | PAV-FAX OFC 8364A | 40-Ann_Arbor-Continental_US-CSS |  |  |  | PAV-2A338C-AGW-2-10 | 33 | No |  |  |  |  | ANLG-FAX
8 | 1 | 2025-04-07 | OFFICE |  |  | UNIVERSAL PATIENT STAFF |  |  | PAV |  | LEVEL 8 | 8-364B | 8-364B-01A | R3-D-13 | 1 | 3 | PHONE/WORKSTATION | WIRED SPARE |  |  | SPARE | [6 empty] | IDF 8-438C |  | 36028 | 7347636028 | 74E2E7F33EB9 | 8811 | PAV-8-364B-01A-R3-D-13 | PAV-Office Room | 40-Ann_Arbor-Continental_US-CSS | [5 empty] | No
8 | 1 | 2025-04-07 | OFFICE |  |  | UNIVERSAL PATIENT STAFF |  |  | PAV |  | LEVEL 8 | 8-364D | 8-364D-01A | R3-D-16 | 1 | 3 | PHONE/WORKSTATION | WIRED SPARE |  |  | SPARE | [6 empty] | IDF 8-438C |  | 36038 | 7347636038 | 74E2E7F983EC | 8811 | PAV-8-364D-01A-R3-D-16 | PAV-Office Room | 40-Ann_Arbor-Continental_US-CSS | [5 empty] | No
8 | 1 | 2025-04-07 | OFFICE |  |  | UNIVERSAL PATIENT STAFF |  |  | PAV |  | LEVEL 8 | 8-364F | 8-364F-01A | R3-D-19 | 1 | 3 | PHONE/WORKSTATION | WIRED SPARE |  |  | SPARE | [6 empty] | IDF 8-438C |  | 36045 | 7347636045 | 74E2E7F30F74 | 8811 | PAV-8-364F-01A-R3-D-19 | PAV-Office Room | 40-Ann_Arbor-Continental_US-CSS | [5 empty] | No
8 | 1 | 2025-04-07 | OFFICE CNS |  |  | UNIVERSAL PATIENT STAFF |  |  | PAV |  | LEVEL 8 | 8-364G | 8-364G-01A | R3-D-22 | 1 | 3 | PHONE/WORKSTATION | WIRED SPARE |  |  | SPARE | [6 empty] | IDF 8-438C |  | 36057 | 7347636057 | 788517C6D2EF | 8811 | PAV-8-364G-01A-R3-D-22 | PAV-Office Cns | 40-Ann_Arbor-Continental_US-CSS | [5 empty] | No
8 | 1 | 2025-04-07 | OFFICE EDU |  |  | UNIVERSAL PATIENT STAFF |  |  | PAV |  | LEVEL 8 | 8-366H | 8-336H-01A | R3-D-25 | 1 | 3 | PHONE/WORKSTATION | WIRED SPARE |  |  | SPARE | [6 empty] | IDF 8-438C |  | 36149 | 7347636149 | 74E2E7F33EBA | 8811 | PAV-8-336H-01A-R3-D-25 | PAV-Office Edu | 40-Ann_Arbor-Continental_US-CSS | [5 empty] | No
| 1 | 2025-04-07 | UNIV PATIENT RM |  |  | PAVILION CORE TEAM_NRS |  |  | PAV | 8-33 | LEVEL 8 | 8-401 | 8-401-05A | R3-A-26 | 3 | 3C | PT PHONE | WIRED SPARE |  |  | SPARE |  |  | CAPSULE P-P |  |  |  | IDF 8-438C |  | 26326 | 7342326326 |  | PT PHONE | PAV-8-401-8-401-05A-3 | PAV-INTERNAL CALLER | 10-Ann_Arbor-Local-CSS |  | PT PHONE | Patient Phone Device Pool | PAV-2A338C-AGW-2-10 | 34 | No | [5 empty] | bed rail holder
8 | 1 | 2025-04-07 | NURSES STATION |  |  | NURSES STATION |  |  | PAV |  | LEVEL 8 | 8-402 | 8-402-15A | R3-E-19 | 2 | 3 | PHONE/WORKSTATION | WIRED SPARE |  |  | SPARE | [6 empty] | IDF 8-438C |  | 36189 | 7347636189 | 7864A06B4800 | 8811 | PAV-8-402-15A-R3-E-19 | PAV-Nurses Station | 40-Ann_Arbor-Continental_US-CSS | [5 empty] | No
9 | 1 | 2025-04-07 | NURSES STATION |  |  | NURSES STATION |  |  | PAV |  | LEVEL 8 | 8-402 | 8-402-09A | R3-E-06 | 5 | 3 | PHONE/WORKSTATION | WIRED SPARE |  |  | SPARE | [6 empty] | IDF 8-438C |  | 36196 | 7347636196 | 74E2E75203FE | 8811 | PAV-8-402-09A-R3-E-06 | PAV-Nurses Station | 40-Ann_Arbor-Continental_US-CSS | [5 empty] | No
9 | 1 | 2025-04-07 | NURSES STATION |  |  | NURSES STATION |  |  | PAV |  | LEVEL 8 | 8-402 | 8-402-05A | R3-D-48 | 7 | 3 | PHONE/WORKSTATION | WIRED SPARE |  |  | SPARE | [6 empty] | IDF 8-438C |  | 36274 | 7347636274 | 788517C3172B | 8811 | PAV-8-402-05A-R3-D-48 | PAV-Nurses Station | 40-Ann_Arbor-Continental_US-CSS | [5 empty] | No
| 1 | 2025-04-07 | UNIV PATIENT RM |  |  | PAVILION CORE TEAM_NRS |  |  | PAV | 8-34 | LEVEL 8 | 8-403 | 8-403-05A | R3-A-06 | 3 | 3C | PT PHONE | WIRED SPARE |  |  | SPARE |  |  | CAPSULE P-P |  |  |  | IDF 8-438C |  | 26342 | 7342326342 |  | PT PHONE | PAV-8-403-8-403-05A-3 | PAV-INTERNAL CALLER | 10-Ann_Arbor-Local-CSS |  | PT PHONE | Patient Phone Device Pool | PAV-2A338C-AGW-2-10 | 35 | No | [5 empty] | bed rail holder
9 | 1 | 2025-04-07 | WORKSTATION, TECHS |  |  | EMU-EEG Staff |  |  | PAV |  | LEVEL 8 | 8-404 | 8-404-05A | R3-E31 | 3 | 3 | PHONE/WORKSTATION | WIRED SPARE |  |  | SPARE | [6 empty] | IDF 8-438C |  | 36290 | 7347636290 | 74E2E7496471 | 8811 | PAV-8-404-05A-R3-E31 | PAV-Workstation, Techs | 40-Ann_Arbor-Continental_US-CSS | [5 empty] | Yes |  | Yes to EEG Break Rm |  | EEG Hunt Group |  |  | put all 3 extension in a hunt group that rings at the same time then after 3 rings calls route to EEG Break Room then to Voicemail
9 | 1 | 2025-04-07 | WORKSTATION, TECHS |  |  | EMU-EEG Staff |  |  | PAV |  | LEVEL 8 | 8-404 | 8-404-07A | R3-E-47 | 9 | 3 | PHONE/WORKSTATION | WIRED SPARE |  |  | SPARE | [6 empty] | IDF 8-438C |  | 36326 | 7347636326 | 788517C31728 | 8811 | PAV-8-404-07A-R3-E-47 | PAV-Workstation, Techs | 40-Ann_Arbor-Continental_US-CSS | [5 empty] | Yes |  | Yes to EEG Break Rm |  | EEG Hunt Group |  |  | put all 3 extension in a hunt group that rings at the same time then after 3 rings calls route to EEG Break Room then to Voicemail
9 | 1 | 2025-04-07 | WORKSTATION, TECHS |  |  | EMU-EEG Staff |  |  | PAV |  | LEVEL 8 | 8-404 | 8-404-23A | R3-F-08 | 12 | 3 | PHONE/WORKSTATION | WIRED SPARE |  |  | SPARE | [6 empty] | IDF 8-438C |  | 36342 | 7347636342 | 788517C2B639 | 8811 | PAV-8-404-23A-R3-F-08 | PAV-Workstation, Techs | 40-Ann_Arbor-Continental_US-CSS | [5 empty] | Yes |  | Yes to EEG Break Rm |  | EEG Hunt Group |  |  | put all 3 extension in a hunt group that rings at the same time then after 3 rings calls route to EEG Break Room then to Voicemail
| 1 | 2025-04-07 | UNIV PATIENT RM |  |  | PAVILION CORE TEAM_NRS |  |  | PAV | 8-35 | LEVEL 8 | 8-405 | 8-405-05A | R2-H-34 | 3 | 3C | PT PHONE | WIRED SPARE |  |  | SPARE |  |  | CAPSULE P-P |  |  |  | IDF 8-438C |  | 26347 | 7342326347 |  | PT PHONE | PAV-8-405-8-405-05A-3 | PAV-INTERNAL CALLER | 10-Ann_Arbor-Local-CSS |  | PT PHONE | Patient Phone Device Pool | PAV-2A338C-AGW-2-10 | 36 | No | [5 empty] | bed rail holder
9 | 1 | 2025-04-07 | EEG |  |  | EMU-EEG Staff |  |  | PAV |  | LEVEL 8 | 8-406 | 8-406-07A | R3-F-24 | 5 | 3 | PHONE | WORKSTATION | R3/F/25 8-406-07B |  | SPARE | [6 empty] | IDF 8-438C |  | 36360 | 7347636360 | 74E2E74F69F6 | 8811 | PAV-8-406-07A-R3-F-24 | PAV-Eeg Room | 40-Ann_Arbor-Continental_US-CSS | [5 empty] | No
| 1 | 2025-04-07 | UNIV PATIENT RM |  |  | PAVILION CORE TEAM_NRS |  |  | PAV | 8-36 | LEVEL 8 | 8-407 | 8-407-05A | R2-H-14 | 3 | 3C | PT PHONE | WIRED SPARE |  |  | SPARE |  |  | CAPSULE P-P |  |  |  | IDF 8-438C |  | 26353 | 7342326353 |  | PT PHONE | PAV-8-407-8-407-05A-3 | PAV-INTERNAL CALLER | 10-Ann_Arbor-Local-CSS |  | PT PHONE | Patient Phone Device Pool | PAV-2A338C-AGW-2-10 | 37 | No | [5 empty] | bed rail holder
| 1 | 2025-04-07 | UNIV PATIENT RM |  |  | PAVILION CORE TEAM_NRS |  |  | PAV | 8-37 | LEVEL 8 | 8-409 | 8-409-05A | R2-G-42 | 3 | 3C | PT PHONE | WIRED SPARE |  |  | SPARE |  |  | CAPSULE P-P |  |  |  | IDF 8-438C |  | 26374 | 7342326374 |  | PT PHONE | PAV-8-409-8-409-05A-3 | PAV-INTERNAL CALLER | 10-Ann_Arbor-Local-CSS |  | PT PHONE | Patient Phone Device Pool | PAV-2A338C-AGW-2-10 | 38 | No | [5 empty] | bed rail holder
1 | 1 | 2025-04-07 | CORRIDOR |  |  | HOUSE PHONE |  |  | PAV |  | LEVEL 8 | 8-410Z | 8-410Z-01A | R2-C-44 | 1 | W | PHONE | [10 empty] | IDF 8-438C |  | 36451 | 7347636451 | 48A1707EB7E6 | 6901W | PAV-8-410Z-01A-R2-C-44 | PAV-CORR 8-410Z | 00-Ann_Arbor-Internal-CSS | [5 empty] | No
1 | 1 | 2025-04-07 | UNIV PATIENT RM |  |  | PAVILION CORE TEAM_NRS |  |  | PAV | 8-38 | LEVEL 8 | 8-411 | 8-411-05A | R2-G-22 | 3 | 3C | PT PHONE | WIRED SPARE |  |  | SPARE |  |  | CAPSULE P-P |  |  |  | IDF 8-438C |  | 26379 | 7342326379 |  | PT PHONE | PAV-8-411-8-411-05A-3 | PAV-INTERNAL CALLER | 10-Ann_Arbor-Local-CSS |  | PT PHONE | Patient Phone Device Pool | PAV-2A338C-AGW-2-10 | 39 | No | [5 empty] | bed rail holder
9 | 1 | 2025-04-07 | EEG |  |  | EMU-EEG Staff |  |  | PAV |  | LEVEL 8 | 8-412 | 8-412-05A | R3-F-37 | 4 | 3 | PHONE | WORKSTATION | R3/F/388-412-05B |  | SPARE | [6 empty] | IDF 8-438C |  | 36489 | 7347636489 | 788517D1D7F8 | 8811 | PAV-8-412-05A-R3-F-37 | PAV-Eeg Room | 40-Ann_Arbor-Continental_US-CSS | [5 empty] | No
| 1 | 2025-04-07 | EMU PATIENT RM |  |  | PAVILION CORE TEAM_NRS |  |  | PAV | 8-39 | LEVEL 8 | 8-413 | 8-413-07A | R2-F-46 | 4 | 3 | PT PHONE | WIRED SPARE |  |  | SPARE | [6 empty] | IDF 8-438C |  | 26385 | 7342326385 |  | PT PHONE | PAV-8-413-8-413-07A-4 | PAV-INTERNAL CALLER | 10-Ann_Arbor-Local-CSS |  | PT PHONE | Patient Phone Device Pool | PAV-2A338C-AGW-2-10 | 40 | No | [5 empty] | bed rail holder
| 1 | 2025-04-07 | EMU PATIENT RM |  |  | PAVILION CORE TEAM_NRS |  |  | PAV | 8-40 | LEVEL 8 | 8-415 | 8-415-07A | R2-F-19 | 4 | 3 | PT PHONE | WIRED SPARE |  |  | SPARE | [6 empty] | IDF 8-438C |  | 26386 | 7342326386 |  | PT PHONE | PAV-8-415-8-415-07A-4 | PAV-INTERNAL CALLER | 10-Ann_Arbor-Local-CSS |  | PT PHONE | Patient Phone Device Pool | PAV-2A338C-AGW-2-10 | 41 | No | [5 empty] | bed rail holder
| 1 | 2025-04-07 | EMU PATIENT RM |  |  | PAVILION CORE TEAM_NRS |  |  | PAV | 8-41 | LEVEL 8 | 8-417 | 8-417-07A | R2-E-40 | 4 | 3 | PT PHONE | WIRED SPARE |  |  | SPARE | [6 empty] | IDF 8-438C |  | 26390 | 7342326390 |  | PT PHONE | PAV-8-417-8-417-07A-4 | PAV-INTERNAL CALLER | 10-Ann_Arbor-Local-CSS |  | PT PHONE | Patient Phone Device Pool | PAV-2A338C-AGW-2-10 | 42 | No | [5 empty] | bed rail holder
10 | 1 | 2025-04-07 | MONITORING ROOM |  |  | EMU-EEG Staff |  |  | PAV |  | LEVEL 8 | 8-418 | 8-418-13A | R3-H-19 | 7 | 3 | PHONE/WORKSTATION | WIRED SPARE |  |  | SPARE | [6 empty] | IDF 8-438C |  | 36506 | 7347636506 | 74E2E7FDCAAD | 8811 | PAV-8-418-13A-R3-H-19 | PAV-Monitoring Room | 40-Ann_Arbor-Continental_US-CSS | [5 empty] | No
10 | 1 | 2025-04-07 | MONITORING ROOM |  |  | EMU-EEG Staff |  |  | PAV |  | LEVEL 8 | 8-418 | 8-418-17A | R3-H-24 | 9 | 3 | PHONE/WORKSTATION | WIRED SPARE |  |  | SPARE | [6 empty] | IDF 8-438C |  | 36547 | 7347636547 | 788517C8A3FC | 8811 | PAV-8-418-17A-R3-H-24 | PAV-Monitoring Room | 40-Ann_Arbor-Continental_US-CSS | [5 empty] | No
| 1 | 2025-04-07 | EMU PATIENT RM |  |  | PAVILION CORE TEAM_NRS |  |  | PAV | 8-42 | LEVEL 8 | 8-419 | 8-419-07A | R2-E-13 | 4 | 3 | PT PHONE | WIRED SPARE |  |  | SPARE | [6 empty] | IDF 8-438C |  | 26391 | 7342326391 |  | PT PHONE | PAV-8-419-8-419-07A-4 | PAV-INTERNAL CALLER | 10-Ann_Arbor-Local-CSS |  | PT PHONE | Patient Phone Device Pool | PAV-2A338C-AGW-2-10 | 43 | No | [5 empty] | bed rail holder
| 1 | 2025-04-07 | EMU PATIENT RM |  |  | PAVILION CORE TEAM_NRS |  |  | PAV | 8-43 | LEVEL 8 | 8-421 | 8-421-07A | R2-D-34 | 4 | 3 | PT PHONE | WIRED SPARE |  |  | SPARE | [6 empty] | IDF 8-438C |  | 26392 | 7342326392 |  | PT PHONE | PAV-8-421-8-421-07A-4 | PAV-INTERNAL CALLER | 10-Ann_Arbor-Local-CSS |  | PT PHONE | Patient Phone Device Pool | PAV-2A338C-AGW-2-10 | 44 | No | [5 empty] | bed rail holder
10 | 1 | 2025-04-07 | EEG |  |  | EMU-EEG Staff |  |  | PAV |  | LEVEL 8 | 8-422 | 8-422-03A | R3-H-30 | 2 | 3 | PHONE | WORKSTATION | R3/H/31 8-422-03B |  | SPARE | [6 empty] | IDF 8-438C |  | 36566 | 7347636566 | 7864A04D33FD | 8811 | PAV-8-422-03A-R3-H-30 | PAV-Eeg Room | 40-Ann_Arbor-Continental_US-CSS | [5 empty] | No
| 1 | 2025-04-07 | EMU PATIENT RM |  |  | PAVILION CORE TEAM_NRS |  |  | PAV | 8-44 | LEVEL 8 | 8-423 | 8-423-07A | R2-D-07 | 4 | 3 | PT PHONE | WIRED SPARE |  |  | SPARE | [6 empty] | IDF 8-438C |  | 26396 | 7342326396 |  | PT PHONE | PAV-8-423-8-423-07A-4 | PAV-INTERNAL CALLER | 10-Ann_Arbor-Local-CSS |  | PT PHONE | Patient Phone Device Pool | PAV-2A338C-AGW-2-10 | 45 | No | [5 empty] | bed rail holder
10 | 1 | 2025-04-07 | EEG |  |  | EMU-EEG Staff |  |  | PAV |  | LEVEL 8 | 8-424 | 8-424-07A | R2-J-05 | 5 | 3 | PHONE | WORKSTATION | R2/J/6 8-424-07B |  | SPARE | [6 empty] | IDF 8-438C |  | 36621 | 7347636621 | 7864A04FBDF8 | 8811 | PAV-8-424-07A-R2-J-05 | PAV-Eeg Room | 40-Ann_Arbor-Continental_US-CSS | [5 empty] | No
10 | 1 | 2025-04-07 | EEG |  |  | EMU-EEG Staff |  |  | PAV |  | LEVEL 8 | 8-426 | 8-426-03A | R2-J-11 | 4 | 3 | PHONE | WORKSTATION | R2/J/12 8-426-03B |  | SPARE | [6 empty] | IDF 8-438C |  | 36645 | 7347636645 | 788517C50AB1 | 8811 | PAV-8-426-03A-R2-J-11 | PAV-Eeg Room | 40-Ann_Arbor-Continental_US-CSS | [5 empty] | No
10 | 1 | 2025-04-07 | EEG EVOKE |  |  | EMU-EEG Staff |  |  | PAV |  | LEVEL 8 | 8-428 | 8-428-03A | R2-J-27 | 1 | 3 | PHONE | WORKSTATION | R2/J/28 8-428-03B |  | SPARE | [6 empty] | IDF 8-438C |  | 36652 | 7347636652 | 74E2E7DEE9A6 | 8811 | PAV-8-428-03A-R2-J-27 | PAV-Eeg Evoke | 40-Ann_Arbor-Continental_US-CSS | [5 empty] | No
10 | 1 | 2025-04-07 | NURSES STATION |  |  | NURSES STATION |  |  | PAV |  | LEVEL 8 | 8-442 | 8-442-13A | R3-G-15 | 2 | 3 | PHONE/WORKSTATION |  |  |  | SPARE | [6 empty] | IDF 8-438C |  | 36681 | 7347636681 | 788517D0DEDA | 8811 | PAV-8-442-13A-R3-G-15 | PAV-Nurses Station | 40-Ann_Arbor-Continental_US-CSS | [5 empty] | No
11 | 1 | 2025-04-07 | NURSES STATION |  |  | NURSES STATION |  |  | PAV |  | LEVEL 8 | 8-442 | 8-442-09A | R3-G-8 | 3 | 3 | PHONE/WORKSTATION | LABEL PRINTER | R3/G/9 8-442-09B |  | SPARE | [6 empty] | IDF 8-438C |  | 36738 | 7347636738 | C88234504F37 | 8811 | PAV-8-442-09A-R3-G-8 | PAV-Nurses Station | 40-Ann_Arbor-Continental_US-CSS | [5 empty] | No
11 | 1 | 2025-04-07 | NURSES STATION |  |  | NURSES STATION |  |  | PAV |  | LEVEL 8 | 8-442 | 8-442-03A | R3-F-46 | 7 | 3 | PHONE/WORKSTATION | WIRED SPARE |  |  | SPARE | [6 empty] | IDF 8-438C |  | 36745 | 7347636745 | C88234504F2F | 8811 | PAV-8-442-03A-R3-F-46 | PAV-Nurses Station | 40-Ann_Arbor-Continental_US-CSS | [5 empty] | No
| 1 | 2025-04-07 | NURSES STATION |  |  | NURSES STATION |  |  | PAV |  | LEVEL 8 | 8-442 |  |  | 2 | 3 |  | ANLG-RED PHONE | [9 empty] | IDF 8-438C |  | RED PHONE |  |  | RED PHONE | PAV-8-442--2 | PAV-8-442--2 RED PHONE |  | RED PHONE | [11 empty] | RED PHONE
11 | 1 | 2025-04-07 | MEDICATION |  |  | PHARMACY/NURSING |  |  | PAV |  | LEVEL 8 | 8-444 | 8-444-01A | R3-G-18 | 1 | 3 | PHONE/WORKSTATION | WIRED SPARE |  |  | SPARE | [6 empty] | IDF 8-438C |  | 36751 | 7347636751 | 74E2E7F328F9 | 8811 | PAV-8-444-01A-R3-G-18 | PAV-Medication Room | 40-Ann_Arbor-Continental_US-CSS | [5 empty] | No | [6 empty] | there will be a phone on the conf table/2 phones jacks in the floor under the table
11 | 1 | 2025-04-07 | CONFERENCE ROOM |  |  | PAVILION CORE TEAM |  |  | PAV |  | LEVEL 8 | 8-444A | 8-444A-01A | R1-E-09 | 1 | 3 | PHONE | WIRED SPARE |  |  | SPARE | [6 empty] | IDF 8-438C |  | 36761 | 7347636761 | C882345617FA | 8811 | PAV-8-444A-01A-R1-E-09 | PAV-Conference Room | 40-Ann_Arbor-Continental_US-CSS | [5 empty] | No
11 | 1 | 2025-04-07 | NURSE STATION |  |  | NURSES STATION |  |  | PAV |  | LEVEL 8 | 8-448 | 8-448-07A | R3-G-34 | 3 | 3 | PHONE/WORKSTATION | PRINTER | R3/G/35 8-448-07B |  | LABEL PRINTER |  | R3/G/36 8-448-07C |  |  |  |  | IDF 8-438C |  | 36775 | 7347636775 | 74E2E74AB0B8 | 8811 | PAV-8-448-07A-R3-G-34 | PAV-Nurse Station | 40-Ann_Arbor-Continental_US-CSS | [5 empty] | No
11 | 1 | 2025-04-07 | NURSE STATION |  |  | NURSES STATION |  |  | PAV |  | LEVEL 8 | 8-448 | 8-448-03A | R3-G-29 | 5 | 3 | PHONE/WORKSTATION |  |  |  | LABEL PRINTER |  | R3/G/30 8-448-03B |  |  |  |  | IDF 8-438C |  | 36796 | 7347636796 | C882344485BA | 8811 | PAV-8-448-03A-R3-G-29 | PAV-Nurse Station | 40-Ann_Arbor-Continental_US-CSS | [5 empty] | No
| 1 | 2025-04-07 | NURSE STATION |  |  | NURSES STATION |  |  | PAV |  | LEVEL 8 | 8-448 |  |  | 5 | 3 |  | ANLG-RED PHONE | [11 empty] | RED PHONE |  |  | RED PHONE | PAV-8-448--5 | PAV-8-448--5 RED PHONE |  | RED PHONE | [11 empty] | RED PHONE
| 1 | 2025-04-07 | EMU PATIENT RM |  |  | PAVILION CORE TEAM |  |  | PAV | 8-45 | LEVEL 8 | 8-501 | 8-501-07A | R2-C-06 | 4 | 3 | PT PHONE | WIRED SPARE |  |  | SPARE | [6 empty] | IDF 8-438C |  | 26401 | 7342326401 |  | PT PHONE | PAV-8-501-8-501-07A-4 | PAV-INTERNAL CALLER | 10-Ann_Arbor-Local-CSS |  | PT PHONE | Patient Phone Device Pool | PAV-2A338C-AGW-2-10 | 46 | No | [5 empty] | bed rail holder
| 1 | 2025-04-07 | EMU PATIENT RM |  |  | PAVILION CORE TEAM_NRS |  |  | PAV | 8-46 | LEVEL 8 | 8-503 | 8-503-07A | R2-B-27 | 4 | 3 | PT PHONE | WIRED SPARE |  |  | SPARE | [6 empty] | IDF 8-438C |  | 26409 | 7342326409 |  | PT PHONE | PAV-8-503-8-503-07A-4 | PAV-INTERNAL CALLER | 10-Ann_Arbor-Local-CSS |  | PT PHONE | Patient Phone Device Pool | PAV-2A338C-AGW-2-10 | 47 | No | [5 empty] | bed rail holder
| 1 | 2025-04-07 | EMU PATIENT RM |  |  | PAVILION CORE TEAM_NRS |  |  | PAV | 8-47 | LEVEL 8 | 8-505 | 8-505-07A | R2-A-42 | 4 | 3 | PT PHONE | WIRED SPARE |  |  | SPARE | [6 empty] | IDF 8-438C |  | 26469 | 7342326469 |  | PT PHONE | PAV-8-505-8-505-07A-4 | PAV-INTERNAL CALLER | 10-Ann_Arbor-Local-CSS |  | PT PHONE | Patient Phone Device Pool | PAV-2A338C-AGW-2-10 | 48 | No | [5 empty] | bed rail holder
| 1 | 2025-04-07 | EMU PATIENT RM ADA |  |  | PAVILION CORE TEAM_NRS |  |  | PAV | 8-48 | LEVEL 8 | 8-507 | 8-507-07A | R2-A-11 | 4 | 3 | PT PHONE | WIRED SPARE |  |  | SPARE | [6 empty] | IDF 8-438C |  | 26474 | 7342326474 |  | PT PHONE | PAV-8-507-8-507-07A-4 | PAV-INTERNAL CALLER | 10-Ann_Arbor-Local-CSS |  | PT PHONE | Patient Phone Device Pool | PAV-2A338C-AGW-2-10 | 49 | No | [5 empty] | bed rail holder
11 | 1 | 2025-04-07 | OFFICE, SHARED |  |  | EMU-EEG Staff |  |  | PAV |  | LEVEL 8 | 8-511 | 8-511-01A | R2-D-26 | 1 | 3 | PHONE | WIRED SPARE |  |  | SPARE | [6 empty] | IDF 8-334C |  | 36837 | 7347636837 | 788517C8D4B0 | 8811 | PAV-8-511-01A-R2-D-26 | PAV-Office, Shared | 40-Ann_Arbor-Continental_US-CSS | [5 empty] | No
12 | 1 | 2025-04-07 | OFFICE, SHARED |  |  | EMU-EEG Staff |  |  | PAV |  | LEVEL 8 | 8-511 | 8-511-05A | R2-D-32 | 3 | 3 | PHONE/WORKSTATION | WIRED SPARE |  |  | SPARE | [6 empty] | IDF 8-334C |  | 36855 | 7347636855 | C882342A75FD | 8811 | PAV-8-511-05A-R2-D-32 | PAV-Office, Shared | 40-Ann_Arbor-Continental_US-CSS | [5 empty] | No
12 | 1 | 2025-04-07 | OFFICE, SHARED |  |  | EMU-EEG Staff |  |  | PAV |  | LEVEL 8 | 8-511 | 8-511-15A | R2-E-2 | 8 | 3 | PHONE | WIRED SPARE |  |  | SPARE | [6 empty] | IDF 8-334C |  | 36866 | 7347636866 | 788517D23A79 | 8811 | PAV-8-511-15A-R2-E-2 | PAV-Office, Shared | 40-Ann_Arbor-Continental_US-CSS | [5 empty] | No
| 1 | 2025-04-07 | OFFICE, SHARED |  |  | EMU-EEG Staff |  |  | PAV |  | LEVEL 8 | 8-511 | 8-511-07A | R2-D-45 | 6 | 3 | PRINTER | FAX |  |  | SPARE | [6 empty] | IDF 8-334C |  | 38986 | 7347638986 |  | ANLG-FAX | PAV-8-511-8-511-07A-6 | PAV-FAX EMUEEG RM 8511 | 40-Ann_Arbor-Continental_US-CSS |  |  |  | PAV-2A338C-AGW-2-10 | 50 | No |  |  |  |  | ANLG-FAX
12 | 1 | 2025-04-07 | OFFICE FACULTY |  |  | EMU-EEG Staff |  |  | PAV |  | LEVEL 8 | 8-511A | 8-511A-01A | R2-D-41 | 1 | 3 | PHONE/WORKSTATION | WIRED SPARE |  |  | SPARE | [6 empty] | IDF 8-334C |  | 36940 | 7347636940 | 74E2E75371FB | 8811 | PAV-8-511A-01A-R2-D-41 | PAV-Office Faculty | 40-Ann_Arbor-Continental_US-CSS | [5 empty] | Yes
12 | 1 | 2025-04-07 | OFFICE FACULTY |  |  | EMU-EEG Staff |  |  | PAV |  | LEVEL 8 | 8-511B | 8-511B-01A | R2-D-20 | 1 | 3 | PHONE/WORKSTATION | WIRED SPARE |  |  | SPARE | [6 empty] | IDF 8-334C |  | 37113 | 7347637113 | 7864A069422A | 8811 | PAV-8-511B-01A-R2-D-20 | PAV-Office Faculty | 40-Ann_Arbor-Continental_US-CSS | [5 empty] | Yes
12 | 1 | 2025-04-07 | OFFICE FACULTY |  |  | EMU-EEG Staff |  |  | PAV |  | LEVEL 8 | 8-511D | 8-511D-01A | R2-D-23 | 1 | 3 | PHONE/WORKSTATION | WIRED SPARE |  |  | SPARE | [6 empty] | IDF 8-334C |  | 37132 | 7347637132 | 7864A0694233 | 8811 | PAV-8-511D-01A-R2-D-23 | PAV-Office Faculty | 40-Ann_Arbor-Continental_US-CSS | [5 empty] | Yes
12 | 1 | 2025-04-07 | OFFICE NP |  |  | EMU-EEG Staff |  |  | PAV |  | LEVEL 8 | 8-511F | 8-511F-01A | R2-D-14 | 2 | 3 | PHONE/WORKSTATION | WIRED SPARE |  |  | SPARE | [6 empty] | IDF 8-334C |  | 37147 | 7347637147 | 7864A0694229 | 8811 | PAV-8-511F-01A-R2-D-14 | PAV-Office Np | 40-Ann_Arbor-Continental_US-CSS | [5 empty] | Yes
12 | 1 | 2025-04-07 | OFFICE DIR |  |  | EMU-EEG Staff |  |  | PAV |  | LEVEL 8 | 8-511G | 8-511G-01A | R2-D-05 | 1 | 3 | PHONE/WORKSTATION | WIRED SPARE |  |  | SPARE | [6 empty] | IDF 8-334C |  | 37177 | 7347637177 | 788517D23A77 | 8811 | PAV-8-511G-01A-R2-D-05 | PAV-Office Dir | 40-Ann_Arbor-Continental_US-CSS | [5 empty] | Yes
13 | 1 | 2025-04-07 | OFFICE FACULTY |  |  | EMU-EEG Staff |  |  | PAV |  | LEVEL 8 | 8-511H | 8-511H-01A | R2-D-09 | 1 | 3 | PHONE/WORKSTATION | WIRED SPARE |  |  | SPARE | [6 empty] | IDF 8-334C |  | 37235 | 7347637235 | C8823453AB71 | 8811 | PAV-8-511H-01A-R2-D-09 | PAV-Office Faculty | 40-Ann_Arbor-Continental_US-CSS | [5 empty] | Yes
13 | 1 | 2025-04-07 | OFFICE SUP |  |  | EMU-EEG Staff |  |  | PAV |  | LEVEL 8 | 8-511I | 8-511I-01A | R2-D-17 | 1 | 3 | PHONE/WORKSTATION | WIRED SPARE |  |  | SPARE | [6 empty] | IDF 8-334C |  | 37237 | 7347637237 | C882342BE430 | 8811 | PAV-8-511I-01A-R2-D-17 | PAV-Office Sup | 40-Ann_Arbor-Continental_US-CSS | [5 empty] | Yes | [6 empty] | This location was renamed to 8-511I on the room change report shared by Rusty in January
13 | 1 | 2025-04-07 | ADMIN |  |  | EMU-EEG Staff |  |  | PAV |  | LEVEL 8 | 8-511K | 8-511K-01A | R2-D-11 | 1 | 3 | PHONE/WORKSTATION | WIRED SPARE |  |  | SPARE | [6 empty] | IDF 8-334C |  | 37239 | 7347637239 | C882342A9C37 | 8811 | PAV-8-511K-01A-R2-D-11 | PAV-Admin Room | 40-Ann_Arbor-Continental_US-CSS | [5 empty] | Yes | [6 empty] | This location was renamed to 8-511K. It was previously 8-511F which was a duplicate of the 8-511F Office NP
13 | 1 | 2025-04-07 | FELLOWS WORKROOM |  |  | EMU-EEG Staff |  |  | PAV |  | LEVEL 8 | 8-516 | 8-516-01A | R2-E-05 | 1 | 3 | PHONE/WORKSTATION | WIRED SPARE |  |  | SPARE | [6 empty] | IDF 8-334C |  | 37258 | 7347637258 | 74E2E7DB3B5A | 8811 | PAV-8-516-01A-R2-E-05 | PAV-Fellows Workroom | 40-Ann_Arbor-Continental_US-CSS | [5 empty] | No
13 | 1 | 2025-04-07 | FELLOWS WORKROOM |  |  | PAVILION CORE TEAM |  |  | PAV |  | LEVEL 8 | 8-516 | 8-516-11A | R2-E-11 | 3 | 3 | PHONE/WORKSTATION | WIRED SPARE |  |  | SPARE | [6 empty] | IDF 8-334C |  | 37261 | 7347637261 | C882344485B6 | 8811 | PAV-8-516-11A-R2-E-11 | PAV-Fellows Workroom | 40-Ann_Arbor-Continental_US-CSS | [5 empty] | No
13 | 1 | 2025-04-07 | FELLOWS WORKROOM |  |  | EMU-EEG Staff |  |  | PAV |  | LEVEL 8 | 8-516 | 8-516-09A | R2-E-17 | 5 | 3 | PHONE/WORKSTATION | WIRED SPARE |  |  | SPARE | [6 empty] | IDF 8-334C |  | 37262 | 7347637262 | C882342A9C24 | 8811 | PAV-8-516-09A-R2-E-17 | PAV-Fellows Workroom | 40-Ann_Arbor-Continental_US-CSS | [5 empty] | No
13 | 1 | 2025-04-07 | FELLOWS WORKROOM |  |  | EMU-EEG Staff |  |  | PAV |  | LEVEL 8 | 8-516 | 8-516-17A | R2-E-30 | 9 | 3 | PHONE/WORKSTATION | WIRED SPARE |  |  | SPARE | [6 empty] | IDF 8-334C |  | 37263 | 7347637263 | 74E2E74BE395 | 8811 | PAV-8-516-17A-R2-E-30 | PAV-Fellows Workroom | 40-Ann_Arbor-Continental_US-CSS | [5 empty] | No
14 | 1 | 2025-04-07 | CHECK-IN/ CHECK OUT |  |  | EMU-EEG Staff |  |  | PAV |  | LEVEL 8 | 8-518 | 8-518-03A | R2-E-44 | 2 | 3 | PHONE/WORKSTATION | WIRED SPARE |  |  | SPARE | [6 empty] | IDF 8-334C |  | 37277 | 7347637277 | 7864A0724D31 | 8811 | PAV-8-518-03A-R2-E-44 | PAV-Check-In/ Check Out | 40-Ann_Arbor-Continental_US-CSS | [5 empty] | Yes
14 | 1 | 2025-04-07 | CHECK-IN/ CHECK OUT |  |  | EMU-EEG Staff |  |  | PAV |  | LEVEL 8 | 8-518 | 8-518-05A | R2-E-47 | 3 | 3 | PHONE/WORKSTATION | WIRED SPARE |  |  | SPARE | [6 empty] | IDF 8-334C |  | 37286 | 7347637286 | 74E2E748F302 | 8811 | PAV-8-518-05A-R2-E-47 | PAV-Check-In/ Check Out | 40-Ann_Arbor-Continental_US-CSS | [5 empty] | Yes
| 1 | 2025-04-07 | CHECK-IN/ CHECK OUT |  |  | EMU-EEG Staff |  |  | PAV |  | LEVEL 8 | 8-518 | 8-518-01 | R2-E-42 | 1 | 3 | PRINTER | FAX |  |  | SPARE | [6 empty] | IDF 8-334C |  | 38989 | 7347638989 |  | ANLG-FAX | PAV-8-518-8-518-01-1 | PAV-FAX EMU CI_CO 8518 | 40-Ann_Arbor-Continental_US-CSS |  |  |  | PAV-2A338C-AGW-2-10 | 51 | No |  |  |  |  | ANLG-FAX
| 1B | TBD | UNIV PATIENT RM |  |  | PAVILION CORE TEAM_NRS |  |  | PAV | 9-01 | LEVEL 9 | 9-101 |  |  | 4 | 3C | PT PHONE | WIRED SPARE |  |  | SPARE |  |  | CAPSULE P-P |  |  |  | IDF 9-334C |  | 26476 | 7342326476 |  | PT PHONE | PAV-9-101--4 | PAV-INTERNAL CALLER | 10-Ann_Arbor-Local-CSS |  | PT PHONE | Patient Phone Device Pool |  |  | No | [5 empty] | bed rail holder
| 1B | TBD | UNIV PATIENT RM |  |  | PAVILION CORE TEAM_NRS |  |  | PAV | 9-02 | LEVEL 9 | 9-103 |  |  | 3 | 3C | PT PHONE | WIRED SPARE |  |  | SPARE |  |  | CAPSULE P-P | CAPSULE P-P |  |  | IDF 9-334C |  | 26479 | 7342326479 |  | PT PHONE | PAV-9-103--3 | PAV-INTERNAL CALLER | 10-Ann_Arbor-Local-CSS |  | PT PHONE | Patient Phone Device Pool |  |  | No | [5 empty] | bed rail holder
| 1B | TBD | UNIV PATIENT RM |  |  | PAVILION CORE TEAM_NRS |  |  | PAV | 9-03 | LEVEL 9 | 9-105 |  |  | 3 | 3C | PT PHONE | WIRED SPARE |  |  | SPARE |  |  | CAPSULE P-P | CAPSULE P-P |  |  | IDF 9-122C |  | 26494 | 7342326494 |  | PT PHONE | PAV-9-105--3 | PAV-INTERNAL CALLER | 10-Ann_Arbor-Local-CSS |  | PT PHONE | Patient Phone Device Pool |  |  | No | [5 empty] | bed rail holder
| 1B | TBD | NURSES STATION |  |  | NURSES STATION |  |  | PAV |  | LEVEL 9 | 9-106 | 9-106-03 | R2-A-07 | 2 | 3 | PHONE/WORKSTATION |  |  |  | LABEL PRINTER | R2-A08 | [5 empty] | IDF 9-334C |  | 37350 | 7347637350 | 74E2E749646F | 8811 | PAV-9-106-9-106-03-2 | PAV-RN STA 9106 | 40-Ann_Arbor-Continental_US-CSS | [5 empty] | No
| 1B | TBD | NURSES STATION |  |  | NURSES STATION |  |  | PAV |  | LEVEL 9 | 9-106 | 9-106-09 |  | 5 | 3 | PHONE/WORKSTATION | LABEL PRINTER |  |  | SPARE | [6 empty] | IDF 9-334C |  | 37356 | 7347637356 | 74E2E7F3201E | 8811 | PAV-9-106-9-106-09-5 | PAV-RN STA 9106 | 40-Ann_Arbor-Continental_US-CSS | [5 empty] | No
| 1B | TBD | NURSES STATION |  |  | NURSES STATION |  |  | PAV |  | LEVEL 9 | 9-106 | 9-106-17 | R2-A-20 | 9 | 3 | PHONE/WORKSTATION | WIRED SPARE |  | R2-A-21 | SPARE | R2-A-22 | [5 empty] | IDF 9-334C |  | 37362 | 7347637362 | 7864A0724D30 | 8811 | PAV-9-106-9-106-17-9 | PAV-RN STA 9106 | 40-Ann_Arbor-Continental_US-CSS | [5 empty] | No
| 1B | TBD | NURSES STATION |  |  | NURSES STATION |  |  | PAV |  | LEVEL 9 | 9-106 |  |  | 2 | 3 |  | ANLG-RED PHONE | [9 empty] | IDF 9-334C |  | RED PHONE |  | 74E2E7F70639 | RED PHONE | PAV-9-106--2 | PAV-9-106--2 RED PHONE |  | RED PHONE | [11 empty] | RED PHONE
| 1B | TBD | UNIV PATIENT RM |  |  | PAVILION CORE TEAM_NRS |  |  | PAV | 9-04 | LEVEL 9 | 9-107 |  |  | 3 | 3C | PT PHONE | WIRED SPARE |  |  | SPARE |  |  | CAPSULE P-P |  |  |  | IDF 9-122C |  | 26505 | 7342326505 | 74E2E793A3E7 | PT PHONE | PAV-9-107--3 | PAV-INTERNAL CALLER | 10-Ann_Arbor-Local-CSS |  | PT PHONE | Patient Phone Device Pool |  |  | No | [5 empty] | bed rail holder
| 1B | TBD | MEDICATION |  |  | PHARMACY/NURSING |  |  | PAV |  | LEVEL 9 | 9-108 | 9-108-01 | R2-A33 | 1 | 3 | MEDICAL EQUIPMENT-FIXED | PHONE/WORKSTATION |  | R2-A-34 | SPARE | R2-A35 | [5 empty] | IDF 9-334C |  | 37376 | 7347637376 | 74E2E7F70639 | 8811 | PAV-9-108-9-108-01-1 | PAV-MED RM 9108 | 40-Ann_Arbor-Continental_US-CSS | [5 empty] | No
| 1B | TBD | MEDICATION |  |  | PHARMACY/NURSING |  |  | PAV |  | LEVEL 9 | 9-108 | 9-108-05 | R2-A41 | 3 | 3 | MEDICAL EQUIPMENT-FIXED | PHONE/WORKSTATION |  | R2-A-42 | SPARE | R2-A-43 | [5 empty] | IDF 9-334C |  | 37476 | 7347637476 | 74E2E793A3E7 | 8811 | PAV-9-108-9-108-05-3 | PAV-MED RM 9108 | 40-Ann_Arbor-Continental_US-CSS | [5 empty] | No
| 1B | TBD | UNIV PATIENT RM |  |  | PAVILION CORE TEAM_NRS |  |  | PAV | 9-05 | LEVEL 9 | 9-109 |  |  | 3 | 3C | PT PHONE | WIRED SPARE |  |  | SPARE |  |  | CAPSULE P-P |  |  |  | IDF 9-122C |  | 26506 | 7342326506 | 74E2E74C5BFA | PT PHONE | PAV-9-109--3 | PAV-INTERNAL CALLER | 10-Ann_Arbor-Local-CSS |  | PT PHONE | Patient Phone Device Pool |  |  | No | [5 empty] | bed rail holder
| 1B | TBD | UNIV PATIENT RM |  |  | PAVILION CORE TEAM_NRS |  |  | PAV | 9-06 | LEVEL 9 | 9-111 |  |  | 3 | 3C | PT PHONE | WIRED SPARE |  |  | SPARE |  |  | CAPSULE P-P |  |  |  | IDF 9-122C |  | 26516 | 7342326516 | 74E2E74C5BED | PT PHONE | PAV-9-111--3 | PAV-INTERNAL CALLER | 10-Ann_Arbor-Local-CSS |  | PT PHONE | Patient Phone Device Pool |  |  | No | [5 empty] | bed rail holder
| 1B | TBD | UNIV PATIENT RM |  |  | PAVILION CORE TEAM_NRS |  |  | PAV | 9-07 | LEVEL 9 | 9-113 |  |  | 3 | 3C | PT PHONE | WIRED SPARE |  |  | SPARE |  |  | CAPSULE P-P |  |  |  | IDF 9-122C |  | 26517 | 7342326517 | 7864A069422C | PT PHONE | PAV-9-113--3 | PAV-INTERNAL CALLER | 10-Ann_Arbor-Local-CSS |  | PT PHONE | Patient Phone Device Pool |  |  | No | [5 empty] | bed rail holder
| 1B | TBD | IMAGING WORKROOM |  |  | RADIOLOGY |  |  | PAV |  | LEVEL 9 | 9-114 | 9-114-03 | R2-B-04 | 2 | 3 | PHONE/WORKSTATION | WIRED SPARE |  | R2-B-05 | SPARE | R2-B-06 | [5 empty] | IDF 9-334C |  | 37521 | 7347637521 | 788517D23A76 | 8811 | PAV-9-114-9-114-03-2 | PAV-IMAGING WKRM 9114 | 40-Ann_Arbor-Continental_US-CSS | [5 empty] | No
| 1B | TBD | UNIV PATIENT RM |  |  | PAVILION CORE TEAM_NRS |  |  | PAV | 9-08 | LEVEL 9 | 9-115 |  |  | 3 | 3C | PT PHONE | WIRED SPARE |  |  | SPARE |  |  | CAPSULE P-P |  |  |  | IDF 9-122C |  | 26543 | 7342326543 | 74E2E75371FA | PT PHONE | PAV-9-115--3 | PAV-INTERNAL CALLER | 10-Ann_Arbor-Local-CSS |  | PT PHONE | Patient Phone Device Pool |  |  | No | [5 empty] | bed rail holder
| 1B | TBD | UNIV PATIENT RM ADA |  |  | PAVILION CORE TEAM_NRS |  |  | PAV | 9-09 | LEVEL 9 | 9-117 |  |  | 3 | 3C | PT PHONE | WIRED SPARE |  |  | SPARE |  |  | CAPSULE P-P |  |  |  | IDF 9-122C |  | 26549 | 7342326549 | 74E2E75203EE | PT PHONE | PAV-9-117--3 | PAV-INTERNAL CALLER | 10-Ann_Arbor-Local-CSS |  | PT PHONE | Patient Phone Device Pool |  |  | No | [5 empty] | bed rail holder
| 1B | TBD | UNIV ISO PATIENT RM |  |  | PAVILION CORE TEAM_NRS |  |  | PAV | 9-10 | LEVEL 9 | 9-201 |  |  | 3 | 3C | PT PHONE | WIRED SPARE |  |  | SPARE |  |  | CAPSULE P-P |  |  |  | IDF 9-122C |  | 26566 | 7342326566 | 788517D23A72 | PT PHONE | PAV-9-201--3 | PAV-INTERNAL CALLER | 10-Ann_Arbor-Local-CSS |  | PT PHONE | Patient Phone Device Pool |  |  | No | [5 empty] | bed rail holder
| 1B | TBD | UNIV PATIENT RM |  |  | PAVILION CORE TEAM_NRS |  |  | PAV | 9-11 | LEVEL 9 | 9-203 |  |  | 3 | 3C | PT PHONE | WIRED SPARE |  |  | SPARE |  |  | CAPSULE P-P |  |  |  | IDF 9-122C |  | 26589 | 7342326589 | 74E2E75371F2 | PT PHONE | PAV-9-203--3 | PAV-INTERNAL CALLER | 10-Ann_Arbor-Local-CSS |  | PT PHONE | Patient Phone Device Pool |  |  | No | [5 empty] | bed rail holder
| 1B | TBD | UNIV PATIENT RM |  |  | PAVILION CORE TEAM_NRS |  |  | PAV | 9-12 | LEVEL 9 | 9-205 |  |  | 3 | 3C | PT PHONE | WIRED SPARE |  |  | SPARE |  |  | CAPSULE P-P |  |  |  | IDF 9-122C |  | 26591 | 7342326591 | 788517C5C129 | PT PHONE | PAV-9-205--3 | PAV-INTERNAL CALLER | 10-Ann_Arbor-Local-CSS |  | PT PHONE | Patient Phone Device Pool |  |  | No | [5 empty] | bed rail holder
| 1B | TBD | TEAM ROOM |  |  | PAVILION CORE TEAM |  |  | PAV |  | LEVEL 9 | 9-206 | 9-206-01 | R2-F-47 | 1 | 3 | PHONE/WORKSTATION | WORKSTATION |  | R2-F-48 | SPARE | R2-G-01 | [5 empty] | IDF 9-122C |  | 37536 | 7347637536 | 74E2E751F7E9 | 8811 | PAV-9-206-9-206-01-1 | PAV-TM RM 9206 | 40-Ann_Arbor-Continental_US-CSS | [5 empty] | No
| 1B | TBD | TEAM ROOM |  |  | PAVILION CORE TEAM |  |  | PAV |  | LEVEL 9 | 9-206 | 9-206-09 | R2-G-11 | 4 | 3 | PHONE/WORKSTATION | WIRED SPARE |  | R2-G-12 | SPARE | R2-G-13 | [5 empty] | IDF 9-122C |  | 37547 | 7347637547 | 74E2E74C5BFA | 8811 | PAV-9-206-9-206-09-4 | PAV-TM RM 9206 | 40-Ann_Arbor-Continental_US-CSS | [5 empty] | No
| 1B | TBD | TEAM ROOM |  |  | PAVILION CORE TEAM |  |  | PAV |  | LEVEL 9 | 9-206 | 9-206-11 | R2-G-14 | 6 | 3 | PHONE/WORKSTATION | WIRED SPARE |  | R2-G-15 | SPARE | R2-G-16 | [5 empty] | IDF 9-122C |  | 37548 | 7347637548 | 74E2E74C5BED | 8811 | PAV-9-206-9-206-11-6 | PAV-TM RM 9206 | 40-Ann_Arbor-Continental_US-CSS | [5 empty] | No
| 1B | TBD | TEAM ROOM |  |  | PAVILION CORE TEAM |  |  | PAV |  | LEVEL 9 | 9-206 | 9-206-17 | R2-G-23 | 9 | 3 | PHONE/WORKSTATION | WIRED SPARE |  | R2-G-24 | SPARE | R2-G-24 | [5 empty] | IDF 9-122C |  | 37554 | 7347637554 | 7864A069422C | 8811 | PAV-9-206-9-206-17-9 | PAV-TM RM 9206 | 40-Ann_Arbor-Continental_US-CSS | [5 empty] | No
| 1B | TBD | TEAM ROOM |  |  | PAVILION CORE TEAM |  |  | PAV |  | LEVEL 9 | 9-206 | 9-206-25 | R2-G-35 | 13 | 3 | PHONE/WORKSTATION | WIRED SPARE |  | R2-G-36 | SPARE | R2-G-37 | [5 empty] | IDF 9-122C |  | 37570 | 7347637570 | C882340F6D82 | 8811 | PAV-9-206-9-206-25-13 | PAV-TM RM 9206 | 40-Ann_Arbor-Continental_US-CSS | [5 empty] | No
| 1B | TBD | UNIV PATIENT RM |  |  | PAVILION CORE TEAM_NRS |  |  | PAV | 9-13 | LEVEL 9 | 9-207 |  |  | 3 | 3C | PT PHONE | WIRED SPARE |  |  | SPARE |  |  | CAPSULE P-P |  |  |  | IDF 9-122C |  | 26605 | 7342326605 | 788517D4E99E | PT PHONE | PAV-9-207--3 | PAV-INTERNAL CALLER | 10-Ann_Arbor-Local-CSS |  | PT PHONE | Patient Phone Device Pool |  |  | No | [5 empty] | bed rail holder
| 1B | TBD | UNIV PATIENT RM |  |  | PAVILION CORE TEAM_NRS |  |  | PAV | 9-14 | LEVEL 9 | 9-209 |  |  | 3 | 3C | PT PHONE | WIRED SPARE |  |  | SPARE |  |  | CAPSULE P-P |  |  |  | IDF 9-122C |  | 26623 | 7342326623 | 788517D4E99A | PT PHONE | PAV-9-209--3 | PAV-INTERNAL CALLER | 10-Ann_Arbor-Local-CSS |  | PT PHONE | Patient Phone Device Pool |  |  | No | [5 empty] | bed rail holder
| 1B | TBD | UNIV PATIENT RM ADA |  |  | PAVILION CORE TEAM_NRS |  |  | PAV | 9-15 | LEVEL 9 | 9-211 |  |  | 3 | 3C | PT PHONE | WIRED SPARE |  |  | SPARE |  |  | CAPSULE P-P |  |  |  | IDF 9-122C |  | 26659 | 7342326659 | 7864A077C06A | PT PHONE | PAV-9-211--3 | PAV-INTERNAL CALLER | 10-Ann_Arbor-Local-CSS |  | PT PHONE | Patient Phone Device Pool |  |  | No | [5 empty] | bed rail holder
| 1B | TBD | NURSES STATION |  |  | NURSES STATION |  |  | PAV |  | LEVEL 9 | 9-212 | 9-212-05 | R2-H-43 | 3 | 3 | PHONE/WORKSTATION | WIRED SPARE |  | R2-H-44 | SPARE | R2-H-44 | [5 empty] | IDF 9-122C |  | 37596 | 7347637596 | 74E2E75371FA | 8811 | PAV-9-212-9-212-05-3 | PAV-RN STA 9212 | 40-Ann_Arbor-Continental_US-CSS | [5 empty] | No
| 1B | TBD | NURSES STATION |  |  | NURSES STATION |  |  | PAV |  | LEVEL 9 | 9-212 | 9-212-11 |  | 6 | 3 | PHONE/WORKSTATION | WIRED SPARE |  |  | SPARE | [6 empty] | IDF 9-122C |  | 37623 | 7347637623 | 74E2E75203EE | 8811 | PAV-9-212-9-212-11-6 | PAV-RN STA 9212 | 40-Ann_Arbor-Continental_US-CSS | [5 empty] | No
| 1B | TBD | COMMUNAL TEAMING |  |  | UNIVERSAL PATIENT STAFF |  |  | PAV |  | LEVEL 9 | 9-214 |  |  | 2 | 3 | PRINTER | FAX |  |  | SPARE | [6 empty] | IDF 9-122C |  | 38886 | 7347638886 | C8823402E66C | ANLG-FAX | PAV-9-214--2 | PAV-FAX TM RM 9214 | 40-Ann_Arbor-Continental_US-CSS | [5 empty] | No |  |  |  |  | ANLG-FAX
| 1B | TBD | TBD |  |  | PAVILION CORE TEAM |  |  | PAV |  | LEVEL 9 | 9-214A | 9-214A-01 | R2-H-31 | 1 | 3 | PHONE/WORKSTATION | WIRED SPARE |  | R2-H-32 | SPARE | R2-H-33 | [5 empty] | IDF 9-122C |  | 37624 | 7347637624 | 788517D23A72 | 8811 | PAV-9-214A-9-214A-01-1 | PAV-TBD 9214A | 40-Ann_Arbor-Continental_US-CSS | [5 empty] | No
| 1B | TBD | TBD |  |  | PAVILION CORE TEAM |  |  | PAV |  | LEVEL 9 | 9-214B | 9-214B-01 | R2-E-28 | 1 | 3 | PHONE/WORKSTATION | WIRED SPARE |  | R2-E-29 | SPARE | R2-E-30 | [5 empty] | IDF 9-122C |  | 37626 | 7347637626 | 74E2E75371F2 | 8811 | PAV-9-214B-9-214B-01-1 | PAV-TBD 9214B | 40-Ann_Arbor-Continental_US-CSS | [5 empty] | No
| 1B | TBD | MD HOTEL OFFICE |  |  | PAVILION CORE TEAM |  |  | PAV |  | LEVEL 9 | 9-214D | 9-214D-01 | R2-H-25 | 1 | 3 | PHONE/WORKSTATION | WIRED SPARE |  | R2-H-26 | SPARE | R2-H-27 | [5 empty] | IDF 9-122C |  | 37627 | 7347637627 | 788517C5C129 | 8811 | PAV-9-214D-9-214D-01-1 | PAV-HOTEL OFC 9214D | 40-Ann_Arbor-Continental_US-CSS | [5 empty] | No
| 1B | TBD | ADMIN |  |  | PAVILION CORE TEAM |  |  | PAV |  | LEVEL 9 | 9-214F | 9-214F-01 | R3-D-15 | 1 | 3 | PHONE/WORKSTATION | WIRED SPARE |  | R3-D-16 | SPARE | R3-D-17 | [5 empty] | IDF 9-122C |  | 37628 | 7347637628 | 74E2E74BE937 | 8811 | PAV-9-214F-9-214F-01-1 | PAV-ADMIN OFCE 9214F | 40-Ann_Arbor-Continental_US-CSS | [5 empty] | Yes
| 1B | TBD | ADMIN |  |  | PAVILION CORE TEAM |  |  | PAV |  | LEVEL 9 | 9-214F | 9-214F-03 | R3-D-15 | 2 | 3 | PHONE/WORKSTATION | WIRED SPARE |  | R3-D-16 | SPARE | R3-D-17 | [5 empty] | IDF 9-122C |  | 37631 | 7347637631 | 7864A038783D | 8811 | PAV-9-214F-9-214F-03-2 | PAV-ADMIN OFCE 9214F | 40-Ann_Arbor-Continental_US-CSS | [5 empty] | Yes
| 1B | TBD | TBD |  |  | PAVILION CORE TEAM |  |  | PAV |  | LEVEL 9 | 9-214G | 9-214G-01 | R3-D-21 | 1 | 3 | PHONE/WORKSTATION | WIRED SPARE |  | R3-D-22 | SPARE | R3-D-23 | [5 empty] | IDF 9-122C |  | 37643 | 7347637643 | 7864A031F7F4 | 8811 | PAV-9-214G-9-214G-01-1 | PAV-TBD 9214G | 40-Ann_Arbor-Continental_US-CSS | [5 empty] | No
| 1B | TBD | OFFICE, CARE MANAGER/ SOCIAL WORK |  |  | UNIVERSAL PATIENT STAFF |  |  | PAV |  | LEVEL 9 | 9-216 | 9-216-01 | R3-A-01 | 1 | 3 | PHONE/WORKSTATION | PRINTER |  | R3-A-02 |  | R3-A-03 | [5 empty] | IDF 9-122C |  | 37644 | 7347637644 | 788517D0DEC9 | 8811 | PAV-9-216-9-216-01-1 | PAV-SW CM OFC 9216 | 40-Ann_Arbor-Continental_US-CSS | [5 empty] | Yes
| 1B | TBD | OFFICE, CARE MANAGER/ SOCIAL WORK |  |  | UNIVERSAL PATIENT STAFF |  |  | PAV |  | LEVEL 9 | 9-216 | 9-216-03 | R3-D-04 | 2 | 3 | PHONE/WORKSTATION | WIRED SPARE |  | R3-D-05 | SPARE | R3-D-06 | [5 empty] | IDF 9-122C |  | 37663 | 7347637663 | 7864A076D660 | 8811 | PAV-9-216-9-216-03-2 | PAV-SW CM OFC 9216 | 40-Ann_Arbor-Continental_US-CSS | [5 empty] | Yes
| 1B | TBD | OFFICE, CARE MANAGER/ SOCIAL WORK |  |  | UNIVERSAL PATIENT STAFF |  |  | PAV |  | LEVEL 9 | 9-216 |  |  | 1 | 3 |  |  |  |  | FAX | [6 empty] | IDF 9-122C |  | 38889 | 7347638889 | 74E2E74C2CF8 | ANLG-FAX | PAV-9-216--1 | PAV-FAX SW 9216 | 40-Ann_Arbor-Continental_US-CSS | [5 empty] | No |  |  |  |  | ANLG-FAX
| 1B | TBD | POCT |  |  | RESPIRATORY THERAPY |  |  | PAV |  | LEVEL 9 | 9-228 | 9-228-01 | R3-A-10 | 1 | 3 | PHONE/WORKSTATION | LABEL PRINTER |  | R3-A-11 | SPARE | R3-A-12 | [5 empty] | IDF 9-122C |  | 37681 | 7347637681 | 788517D4E99E | 8811 | PAV-9-228-9-228-01-1 | PAV-POCT 9228 | 40-Ann_Arbor-Continental_US-CSS | [5 empty] | No
| 1B | TBD | UNIV PATIENT RM |  |  | PAVILION CORE TEAM_NRS |  |  | PAV | 9-16 | LEVEL 9 | 9-301 |  |  | 3 | 3C | PT PHONE | WIRED SPARE |  |  | SPARE |  |  | CAPSULE P-P |  |  |  | IDF 9-122C |  | 26705 | 7342326705 | 74E2E74E4822 | PT PHONE | PAV-9-301--3 | PAV-INTERNAL CALLER | 10-Ann_Arbor-Local-CSS |  | PT PHONE | Patient Phone Device Pool |  |  | No | [5 empty] | bed rail holder
| 1B | TBD | NURSES STATION |  |  | NURSES STATION |  |  | PAV |  | LEVEL 9 | 9-302 | 9-302-01 | R3-A-41 | 1 | 3 | PHONE/WORKSTATION |  |  | R3-A-42 | SPARE | R3-A-43 | [5 empty] | IDF 9-122C |  | 37685 | 7347637685 | 788517D4E99A | 8811 | PAV-9-302-9-302-01-1 | PAV-RN STA 9302 | 40-Ann_Arbor-Continental_US-CSS | [5 empty] | No
| 1B | TBD | NURSES STATION |  |  | NURSES STATION |  |  | PAV |  | LEVEL 9 | 9-302 | 9-302-09 | R3-B-04 | 5 | 3 | PHONE/WORKSTATION | LABEL PRINTER |  | R3-B-05 | SPARE | R3-B-06 | [5 empty] | IDF 9-122C |  | 37688 | 7347637688 | 7864A077C06A | 8811 | PAV-9-302-9-302-09-5 | PAV-RN STA 9302 | 40-Ann_Arbor-Continental_US-CSS | [5 empty] | No
| 1B | TBD | NURSES STATION |  |  | NURSES STATION |  |  | PAV |  | LEVEL 9 | 9-302 |  |  | 1 | 3 |  | ANLG-RED PHONE | [9 empty] | IDF 9-122C |  | RED PHONE |  | 74E2E7B77324 | RED PHONE | PAV-9-302--1 | PAV-9-302--1 RED PHONE |  | RED PHONE | [11 empty] | RED PHONE
| 1B | TBD | UNIV PATIENT RM |  |  | PAVILION CORE TEAM_NRS |  |  | PAV | 9-17 | LEVEL 9 | 9-303 |  |  | 3 | 3C | PT PHONE | WIRED SPARE |  |  | SPARE |  |  | CAPSULE P-P |  |  |  | IDF 9-122C |  | 26717 | 7342326717 | 7864A06DFA86 | PT PHONE | PAV-9-303--3 | PAV-INTERNAL CALLER | 10-Ann_Arbor-Local-CSS |  | PT PHONE | Patient Phone Device Pool |  |  | No | [5 empty] | bed rail holder
| 1B | TBD | UNIV PATIENT RM |  |  | PAVILION CORE TEAM_NRS |  |  | PAV | 9-17 | LEVEL 9 | 9-305 |  |  | 3 | 3C | PT PHONE | WIRED SPARE |  |  | SPARE |  |  | CAPSULE P-P |  |  |  | IDF 9-122C |  | 26739 | 7342326739 | C88234504F38 | PT PHONE | PAV-9-305--3 | PAV-INTERNAL CALLER | 10-Ann_Arbor-Local-CSS |  | PT PHONE | Patient Phone Device Pool |  |  | No | [5 empty] | bed rail holder
| 1B | TBD | UNIV PATIENT RM |  |  | PAVILION CORE TEAM_NRS |  |  | PAV | 9-19 | LEVEL 9 | 9-307 |  |  | 3 | 3C | PT PHONE | WIRED SPARE |  |  | SPARE |  |  | CAPSULE P-P |  |  |  | IDF 9-122C |  | 26763 | 7342326763 | 7864A06C352F | PT PHONE | PAV-9-307--3 | PAV-INTERNAL CALLER | 10-Ann_Arbor-Local-CSS |  | PT PHONE | Patient Phone Device Pool |  |  | No | [5 empty] | bed rail holder
| 1B | TBD | MEDICATION |  |  | PHARMACY/NURSING |  |  | PAV |  | LEVEL 9 | 9-308 | 9-308-03 | R3-A-32 | 2 | 3 | PHONE/WORKSTATION | WIRED SPARE |  | R3-A-33 | SPARE | R3-A-34 | [5 empty] | IDF 9-122C |  | 37713 | 7347637713 | 788517BAC0F9 | 8811 | PAV-9-308-9-308-03-2 | PAV-MED RM 9308 | 40-Ann_Arbor-Continental_US-CSS | [5 empty] | No
| 1B | TBD | MEDICATION |  |  | PHARMACY/NURSING |  |  | PAV |  | LEVEL 9 | 9-308 | 9-308-07 |  | 4 | 3 | MEDICAL EQUIPMENT-FIXED | PHONE/WORKSTATION |  |  | SPARE | [6 empty] | IDF 9-122C |  | 37731 | 7347637731 | 788517D4E99F | 8811 | PAV-9-308-9-308-07-4 | PAV-MED RM 9308 | 40-Ann_Arbor-Continental_US-CSS | [5 empty] | No
| 1B | TBD | UNIV PATIENT RM |  |  | PAVILION CORE TEAM_NRS |  |  | PAV | 9-20 | LEVEL 9 | 9-309 |  |  | 3 | 3C | PT PHONE | WIRED SPARE |  |  | SPARE |  |  | CAPSULE P-P |  |  |  | IDF 9-122C |  | 26768 | 7342326768 | 74E2E74B1313 | PT PHONE | PAV-9-309--3 | PAV-INTERNAL CALLER | 10-Ann_Arbor-Local-CSS |  | PT PHONE | Patient Phone Device Pool |  |  | No | [5 empty] | bed rail holder
| 1B | TBD | CORRIDOR |  |  | HOUSE PHONE |  |  | PAV |  | LEVEL 9 | 9-310Z | CORR.9-310Z-01A | R2-B-34 | 11 | W | PHONE | [10 empty] | IDF 9-122C |  | 37736 | 7347637736 | 48A1707EB7DD | 6901W | PAV-9-310Z-CORR.9-310Z-01A-11 | PAV-CORR 9-310Z | 00-Ann_Arbor-Internal-CSS | [5 empty] | No
| 1B | TBD | UNIV PATIENT RM |  |  | PAVILION CORE TEAM_NRS |  |  | PAV | 9-21 | LEVEL 9 | 9-311 |  |  | 3 | 3C | PT PHONE | WIRED SPARE |  |  | SPARE |  |  | CAPSULE P-P |  |  |  | IDF 9-334C |  | 26774 | 7342326774 | 20DBEAF6E22E | PT PHONE | PAV-9-311--3 | PAV-INTERNAL CALLER | 10-Ann_Arbor-Local-CSS |  | PT PHONE | Patient Phone Device Pool |  |  | No | [5 empty] | bed rail holder
| 1B | TBD | UNIV PATIENT RM |  |  | PAVILION CORE TEAM_NRS |  |  | PAV | 9-22 | LEVEL 9 | 9-313 |  |  | 3 | 3C | PT PHONE | WIRED SPARE |  |  | SPARE |  |  | CAPSULE P-P |  |  |  | IDF 9-334C |  | 26781 | 7342326781 | 78851709FC21 | PT PHONE | PAV-9-313--3 | PAV-INTERNAL CALLER | 10-Ann_Arbor-Local-CSS |  | PT PHONE | Patient Phone Device Pool |  |  | No | [5 empty] | bed rail holder
| 1B | TBD | UNIV PATIENT RM |  |  | PAVILION CORE TEAM_NRS |  |  | PAV | 9-23 | LEVEL 9 | 9-315 |  |  | 4 | 3C | PT PHONE | WIRED SPARE |  |  | SPARE |  |  | CAPSULE P-P |  |  |  | IDF 9-334C |  | 26783 | 7342326783 | C88234527A3B | PT PHONE | PAV-9-315--4 | PAV-INTERNAL CALLER | 10-Ann_Arbor-Local-CSS |  | PT PHONE | Patient Phone Device Pool |  |  | No | [5 empty] | bed rail holder
| 1B | TBD | UNIV ISO PATIENT RM |  |  | PAVILION CORE TEAM_NRS |  |  | PAV | 9-24 | LEVEL 9 | 9-317 |  |  | 3 | 3C | PT PHONE | WIRED SPARE |  |  | SPARE |  |  | CAPSULE P-P |  |  |  | IDF 9-334C |  | 26832 | 7342326832 | 74E2E74BE93D | PT PHONE | PAV-9-317--3 | PAV-INTERNAL CALLER | 10-Ann_Arbor-Local-CSS |  | PT PHONE | Patient Phone Device Pool |  |  | No | [5 empty] | bed rail holder
| 1B | TBD | UNIV PATIENT RM |  |  | PAVILION CORE TEAM_NRS |  |  | PAV | 9-25 | LEVEL 9 | 9-319 |  |  | 4 | 3C | PT PHONE | WIRED SPARE |  |  | SPARE |  |  | CAPSULE P-P |  |  |  | IDF 9-334C |  | 26835 | 7342326835 | 74E2E74BE92C | PT PHONE | PAV-9-319--4 | PAV-INTERNAL CALLER | 10-Ann_Arbor-Local-CSS |  | PT PHONE | Patient Phone Device Pool |  |  | No | [5 empty] | bed rail holder
| 1B | TBD | UNIV PATIENT RM |  |  | PAVILION CORE TEAM_NRS |  |  | PAV | 9-26 | LEVEL 9 | 9-321 |  |  | 3 | 3C | PT PHONE | WIRED SPARE |  |  | SPARE |  |  | CAPSULE P-P |  |  |  | IDF 9-334C |  | 26840 | 7342326840 | C88234504F35 | PT PHONE | PAV-9-321--3 | PAV-INTERNAL CALLER | 10-Ann_Arbor-Local-CSS |  | PT PHONE | Patient Phone Device Pool |  |  | No | [5 empty] | bed rail holder
| 1B | TBD | UNIV PATIENT RM |  |  | PAVILION CORE TEAM_NRS |  |  | PAV | 9-27 | LEVEL 9 | 9-323 |  |  | 3 | 3C | PT PHONE | WIRED SPARE |  |  | SPARE |  |  | CAPSULE P-P |  |  |  | IDF 9-334C |  | 26841 | 7342326841 | 788517C3F83A | PT PHONE | PAV-9-323--3 | PAV-INTERNAL CALLER | 10-Ann_Arbor-Local-CSS |  | PT PHONE | Patient Phone Device Pool |  |  | No | [5 empty] | bed rail holder
| 1B | TBD | UNIV PATIENT RM |  |  | PAVILION CORE TEAM_NRS |  |  | PAV | 9-28 | LEVEL 9 | 9-325 |  |  | 3 | 3C | PT PHONE | WIRED SPARE |  |  | SPARE |  |  | CAPSULE P-P |  |  |  | IDF 9-334C |  | 26843 | 7342326843 | C8823453AB7B | PT PHONE | PAV-9-325--3 | PAV-INTERNAL CALLER | 10-Ann_Arbor-Local-CSS |  | PT PHONE | Patient Phone Device Pool |  |  | No | [5 empty] | bed rail holder
| 1B | TBD | UNIV PATIENT RM |  |  | PAVILION CORE TEAM_NRS |  |  | PAV | 9-29 | LEVEL 9 | 9-327 |  |  | 3 | 3C | PT PHONE | WIRED SPARE |  |  | SPARE |  |  | CAPSULE P-P |  |  |  | IDF 9-438C |  | 26844 | 7342326844 | 74E2E749A3EF | PT PHONE | PAV-9-327--3 | PAV-INTERNAL CALLER | 10-Ann_Arbor-Local-CSS |  | PT PHONE | Patient Phone Device Pool |  |  | No | [5 empty] | bed rail holder
| 1B | TBD | NURSES STATION |  |  | NURSES STATION |  |  | PAV |  | LEVEL 9 | 9-328 | 9-328-03 | R2-B-19 | 2 | 3 | PHONE/WORKSTATION | WIRED SPARE |  | R2-B-20 | SPARE | R2-B-21 | [5 empty] | IDF 9-334C |  | 37749 | 7347637749 | C8823402E66C | 8811 | PAV-9-328-9-328-03-2 | PAV-RN STA 9328 | 40-Ann_Arbor-Continental_US-CSS | [5 empty] | No
| 1B | TBD | NURSES STATION |  |  | NURSES STATION |  |  | PAV |  | LEVEL 9 | 9-328 | 9-328-11 | R2-B-32 | 6 | 3 | PHONE/WORKSTATION | WIRED SPARE |  | R2-B-33 | SPARE | [6 empty] | IDF 9-334C |  | 37754 | 7347637754 | 788517B669F9 | 8811 | PAV-9-328-9-328-11-6 | PAV-RN STA 9328 | 40-Ann_Arbor-Continental_US-CSS | [5 empty] | No
| 1B | TBD | UNIV PATIENT RM |  |  | PAVILION CORE TEAM_NRS |  |  | PAV | 9-30 | LEVEL 9 | 9-329 |  |  | 3 | 3C | PT PHONE | WIRED SPARE |  |  | SPARE |  |  | CAPSULE P-P |  |  |  | IDF 9-438C |  | 26860 | 7342326860 |  | PT PHONE | PAV-9-329--3 | PAV-INTERNAL CALLER | 10-Ann_Arbor-Local-CSS |  | PT PHONE | Patient Phone Device Pool |  |  | No | [5 empty] | bed rail holder
| 1B | TBD | UNIV PATIENT RM |  |  | PAVILION CORE TEAM_NRS |  |  | PAV | 9-31 | LEVEL 9 | 9-331 |  |  | 3 | 3C | PT PHONE | WIRED SPARE |  |  | SPARE |  |  | CAPSULE P-P |  |  |  | IDF 9-438C |  | 26869 | 7342326869 |  | PT PHONE | PAV-9-331--3 | PAV-INTERNAL CALLER | 10-Ann_Arbor-Local-CSS |  | PT PHONE | Patient Phone Device Pool |  |  | No | [5 empty] | bed rail holder
| 1B | TBD | PT/OT GYM |  |  | PT/OT |  |  | PAV |  | LEVEL 9 | 9-332 | 9-332-03 | R2-F-46 | 2 | 3 | PHONE/WORKSTATION | WIRED SPARE |  | R2-F-47 | SPARE | R2-F-48 | [5 empty] | IDF 9-334C |  | 37767 | 7347637767 | 74E2E7D584DE | 8811 | PAV-9-332-9-332-03-2 | PAV-PT OT GYM 9332 | 40-Ann_Arbor-Continental_US-CSS | [5 empty] | No
| 1B | TBD | UNIV ISO PATIENT RM ADA |  |  | PAVILION CORE TEAM_NRS |  |  | PAV | 9-32 | LEVEL 9 | 9-333 |  |  | 3 | 3C | PT PHONE | WIRED SPARE |  |  | SPARE |  |  | CAPSULE P-P |  |  |  | IDF 9-438C |  | 26870 | 7342326870 |  | PT PHONE | PAV-9-333--3 | PAV-INTERNAL CALLER | 10-Ann_Arbor-Local-CSS |  | PT PHONE | Patient Phone Device Pool |  |  | No | [5 empty] | bed rail holder
| 1B | TBD | NURSES STATION |  |  | NURSES STATION |  |  | PAV |  | LEVEL 9 | 9-334 | 9-334-01 | R2-G-48 | 1 | 3 | PHONE/WORKSTATION | WIRED SPARE |  | R2-H-01 | SPARE | R2-H-2 | [5 empty] | IDF 9-122C |  | 37770 | 7347637770 | 74E2E753A76D | 8811 | PAV-9-334-9-334-01-1 | PAV-RN STA 9334 | 40-Ann_Arbor-Continental_US-CSS | [5 empty] | No
| 1B | TBD | NURSES STATION |  |  | NURSES STATION |  |  | PAV |  | LEVEL 9 | 9-334 | 9-334-07 | R3-H-09 | 4 | 3 | PHONE/WORKSTATION | WIRED SPARE |  | R3-H-10 | SPARE | R3-H-11 | [5 empty] | IDF 9-122C |  | 37796 | 7347637796 | 788517CD24F5 | 8811 | PAV-9-334-9-334-07-4 | PAV-RN STA 9334 | 40-Ann_Arbor-Continental_US-CSS | [5 empty] | No
| 1B | TBD | NURSES STATION |  |  | NURSES STATION |  |  | PAV |  | LEVEL 9 | 9-334 | 9-334-11 |  | 6 | 3 | PHONE/WORKSTATION | LABEL PRINTER |  |  | SPARE | [6 empty] | IDF 9-122C |  | 37797 | 7347637797 | 788517D23A69 | 8811 | PAV-9-334-9-334-11-6 | PAV-RN STA 9334 | 40-Ann_Arbor-Continental_US-CSS | [5 empty] | No
| 1B | TBD | CONFERENCE ROOM |  |  | PAVILION CORE TEAM |  |  | PAV |  | LEVEL 9 | 9-336 | 9-336-07 | R3-F-32 | 4 | 3 | PHONE | WIRED SPARE |  | R3-F-33 | SPARE | R3-F-34 | [5 empty] | IDF 9-334C |  | 37800 | 7347637800 | 74E2E7492477 | 8811 | PAV-9-336-9-336-07-4 | PAV-CONF RM 9336 | 40-Ann_Arbor-Continental_US-CSS | [5 empty] | No
| 1B | TBD | NURSES STATION |  |  | NURSES STATION |  |  | PAV |  | LEVEL 9 | 9-338 | 9-338-01 | R2-F-10 | 1 | 3 | PHONE/WORKSTATION | WIRED SPARE |  | R2-F-11 | SPARE | R2-F-12 | [5 empty] | IDF 9-334C |  | 37821 | 7347637821 | 74E2E74BE068 | 8811 | PAV-9-338-9-338-01-1 | PAV-RN STA 9338 | 40-Ann_Arbor-Continental_US-CSS | [5 empty] | No
| 1B | TBD | CORRIDOR |  |  | HOUSE PHONE |  |  | PAV |  | LEVEL 9 | 9-340Z | 9-340Z-01 | R2-F-35 | 2 | W | PHONE | [10 empty] | IDF 9-334C |  | 37829 | 7347637829 | 20DBEAF6E22E | 6901W | PAV-9-340Z-9-340Z-01-2 | PAV-CORR 9-340Z | 00-Ann_Arbor-Internal-CSS | [5 empty] | No
| 1B | TBD | NURSES STATION |  |  | NURSES STATION |  |  | PAV |  | LEVEL 9 | 9-364 | 9-364-01 | R3-A-06 | 1 | 3 | PHONE/WORKSTATION | LABEL PRINTER |  | R3-A-07 | SPARE | R3-A-08 | [5 empty] | IDF 9-438C |  | 37880 | 7347637880 | 74E2E7492477 | 8811 | PAV-9-364-9-364-01-1 | PAV-RN STA 9364 | 40-Ann_Arbor-Continental_US-CSS | [5 empty] | No
| 1B | TBD | NURSES STATION |  |  | NURSES STATION |  |  | PAV |  | LEVEL 9 | 9-364 |  |  | 3 | 3 | WORKSTATION | ANLG-RED PHONE |  |  | SPARE | [6 empty] | IDF 9-438C |  | RED PHONE |  | 78851709FC21 | RED PHONE | PAV-9-364--3 | PAV-9-364--3 RED PHONE |  | RED PHONE | [11 empty] | RED PHONE
| 1B | TBD | UNIV PATIENT RM |  |  | PAVILION CORE TEAM_NRS |  |  | PAV | 9-33 | LEVEL 9 | 9-401 |  |  | 3 | 3C | PT PHONE | WIRED SPARE |  |  | SPARE |  |  | CAPSULE P-P |  |  |  | IDF 9-438C |  | 26872 | 7342326872 |  | PT PHONE | PAV-9-401--3 | PAV-INTERNAL CALLER | 10-Ann_Arbor-Local-CSS |  | PT PHONE | Patient Phone Device Pool |  |  | No | [5 empty] | bed rail holder
| 1B | TBD | NURSES STATION |  |  | NURSES STATION |  |  | PAV |  | LEVEL 9 | 9-402 | 9-402-03 | R3-A-29 | 2 | 3 | PHONE/WORKSTATION | LABEL PRINTER |  | R3-A-30 | SPARE | R3-A-31 | [5 empty] | IDF 9-438C |  | 37887 | 7347637887 | 74E2E74C2CF8 | 8811 | PAV-9-402-9-402-03-2 | PAV-RN STA 9402 | 40-Ann_Arbor-Continental_US-CSS | [5 empty] | No
| 1B | TBD | NURSES STATION |  |  | NURSES STATION |  |  | PAV |  | LEVEL 9 | 9-402 | 9-402-09 | R3-A-36 | 5 | 3 | PHONE/WORKSTATION | WIRED SPARE |  | R3-A-37 | SPARE | R3-A-38 | [5 empty] | IDF 9-438C |  | 37916 | 7347637916 | 74E2E753A777 | 8811 | PAV-9-402-9-402-09-5 | PAV-RN STA 9402 | 40-Ann_Arbor-Continental_US-CSS | [5 empty] | No
| 1B | TBD | NURSES STATION |  |  | NURSES STATION |  |  | PAV |  | LEVEL 9 | 9-402 | 9-402-11 | R3-C-28 | 6 | 3 | PHONE/WORKSTATION | WIRED SPARE |  | R3-C-29 | SPARE | R3-C-30 | [5 empty] | IDF 9-438C |  | 37947 | 7347637947 | 74E2E74E4822 | 8811 | PAV-9-402-9-402-11-6 | PAV-RN STA 9402 | 40-Ann_Arbor-Continental_US-CSS | [5 empty] | No
| 1B | TBD | NURSES STATION |  |  | NURSES STATION |  |  | PAV |  | LEVEL 9 | 9-402 | 9-402-15 | R3-C-34 | 8 | 3 | PHONE/WORKSTATION | WIRED SPARE |  | R3-C-35 | SPARE | R3-C-36 | [5 empty] | IDF 9-438C |  | 37949 | 7347637949 | 74E2E751EE7B | 8811 | PAV-9-402-9-402-15-8 | PAV-RN STA 9402 | 40-Ann_Arbor-Continental_US-CSS | [5 empty] | No
| 1B | TBD | ADMIN |  |  | UNIVERSAL PATIENT STAFF |  |  | PAV |  | LEVEL 9 | 9-402A | 9-402A-01 | R3-C-47 D01 | 1 | 3 | PHONE/WORKSTATION | WIRED SPARE |  |  | SPARE | [6 empty] | IDF 9-438C |  | 37954 | 7347637954 | 788517D23A66 | 8811 | PAV-9-402A-9-402A-01-1 | PAV-ADMIN OFC 9402A | 40-Ann_Arbor-Continental_US-CSS | [5 empty] | Yes
| 1B | TBD | OFFICE, NM |  |  | UNIVERSAL PATIENT STAFF |  |  | PAV |  | LEVEL 9 | 9-402B | 9-402B-01 | R3-D-02 | 1 | 3 | PHONE/WORKSTATION | WIRED SPARE |  | R3-D-03 | SPARE | R3-D-04 | [5 empty] | IDF 9-438C |  | 37955 | 7347637955 | 74E2E7B77324 | 8811 | PAV-9-402B-9-402B-01-1 | PAV-NRS MGR OFC 9402B | 40-Ann_Arbor-Continental_US-CSS | [5 empty] | Yes
| 1B | TBD | OFFICE, SUPVSR |  |  | UNIVERSAL PATIENT STAFF |  |  | PAV |  | LEVEL 9 | 9-402D | 9-402D-01 | R3-D-05 | 1 | 3 | PHONE/WORKSTATION | WIRED SPARE |  | R3-D-06 | SPARE | R3-D-07 | [5 empty] | IDF 9-438C |  | 37956 | 7347637956 | 7864A06DFA86 | 8811 | PAV-9-402D-9-402D-01-1 | PAV-SPV OFC 9402D | 40-Ann_Arbor-Continental_US-CSS | [5 empty] | Yes
| 1B | TBD | OFFICE CNS / EDU |  |  | UNIVERSAL PATIENT STAFF |  |  | PAV |  | LEVEL 9 | 9-402F | 9-402F-01 | R3-A-39 | 1 | 3 | PHONE/WORKSTATION | PRINTER |  | R3-A-40 |  | R3-A-41 | [5 empty] | IDF 9-438C |  | 37967 | 7347637967 | C88234504F38 | 8811 | PAV-9-402F-9-402F-01-1 | PAV-CNS EDU 9402F | 40-Ann_Arbor-Continental_US-CSS | [5 empty] | Yes
| 1B | TBD | OFFICE CNS / EDU |  |  | UNIVERSAL PATIENT STAFF |  |  | PAV |  | LEVEL 9 | 9-402F | 9-402F-03 | R3-A-42 | 2 | 3 | PHONE/WORKSTATION | WIRED SPARE |  | R3-A-43 | SPARE | R3-A-44 | [5 empty] | IDF 9-438C |  | 37969 | 7347637969 | 7864A06C352F | 8811 | PAV-9-402F-9-402F-03-2 | PAV-CNS EDU 9402F | 40-Ann_Arbor-Continental_US-CSS | [5 empty] | Yes
| 1B | TBD | OFFICE CNS / EDU |  |  | UNIVERSAL PATIENT STAFF |  |  | PAV |  | LEVEL 9 | 9-402F |  |  | 1 | 3 |  |  |  |  | FAX | [6 empty] | IDF 9-438C |  | 38891 | 7347638891 |  | ANLG-FAX | PAV-9-402F--1 | PAV-FAX CNS 9-402F | 40-Ann_Arbor-Continental_US-CSS | [5 empty] | No |  |  |  |  | ANLG-FAX
| 1B | TBD | UNIV PATIENT RM |  |  | PAVILION CORE TEAM_NRS |  |  | PAV | 9-34 | LEVEL 9 | 9-403 |  |  | 3 | 3C | PT PHONE | WIRED SPARE |  |  | SPARE |  |  | CAPSULE P-P |  |  |  | IDF 9-438C |  | 26881 | 7342326881 |  | PT PHONE | PAV-9-403--3 | PAV-INTERNAL CALLER | 10-Ann_Arbor-Local-CSS |  | PT PHONE | Patient Phone Device Pool |  |  | No | [5 empty] | bed rail holder
| 1B | TBD | UNIV PATIENT RM |  |  | PAVILION CORE TEAM_NRS |  |  | PAV | 9-35 | LEVEL 9 | 9-405 |  |  | 3 | 3C | PT PHONE | WIRED SPARE |  |  | SPARE |  |  | CAPSULE P-P |  |  |  | IDF 9-438C |  | 26946 | 7342326946 |  | PT PHONE | PAV-9-405--3 | PAV-INTERNAL CALLER | 10-Ann_Arbor-Local-CSS |  | PT PHONE | Patient Phone Device Pool |  |  | No | [5 empty] | bed rail holder
| 1B | TBD | TEAM ROOM |  |  | PAVILION CORE TEAM |  |  | PAV |  | LEVEL 9 | 9-406 | 9-406-03 | R3-B-27 | 2 | 3 | PHONE/WORKSTATION | WIRED SPARE |  | R3-B-28 | SPARE | R3-B-29 | [5 empty] | IDF 9-438C |  | 38021 | 7347638021 | 7864A031F7EB | 8811 | PAV-9-406-9-406-03-2 | PAV-TM RM 9406 | 40-Ann_Arbor-Continental_US-CSS | [5 empty] | No
| 1B | TBD | TEAM ROOM |  |  | PAVILION CORE TEAM |  |  | PAV |  | LEVEL 9 | 9-406 | 9-406-09 | R3-B-36 | 4 | 3 | PHONE/WORKSTATION | WIRED SPARE |  | R3-B-37 | SPARE | R3-B-38 | [5 empty] | IDF 9-438C |  | 38053 | 7347638053 | C88234504F30 | 8811 | PAV-9-406-9-406-09-4 | PAV-TM RM 9406 | 40-Ann_Arbor-Continental_US-CSS | [5 empty] | No
| 1B | TBD | TEAM ROOM |  |  | PAVILION CORE TEAM |  |  | PAV |  | LEVEL 9 | 9-406 | 9-406-15 | R3-B-45 | 8 | 3 | PHONE/WORKSTATION | WIRED SPARE |  | R3-B-46 | SPARE | R3-B-47 | [5 empty] | IDF 9-438C |  | 38059 | 7347638059 | 74E2E74B1313 | 8811 | PAV-9-406-9-406-15-8 | PAV-TM RM 9406 | 40-Ann_Arbor-Continental_US-CSS | [5 empty] | No
| 1B | TBD | TEAM ROOM |  |  | PAVILION CORE TEAM |  |  | PAV |  | LEVEL 9 | 9-406 | 9-406-21 | R3-C-05 | 11 | 3 | PHONE/WORKSTATION | WIRED SPARE |  | R3-C-06 | SPARE | R3-C-07 | [5 empty] | IDF 9-438C |  | 38065 | 7347638065 | 7864A06DC7EC | 8811 | PAV-9-406-9-406-21-11 | PAV-TM RM 9406 | 40-Ann_Arbor-Continental_US-CSS | [5 empty] | No
| 1B | TBD | TEAM ROOM |  |  | PAVILION CORE TEAM |  |  | PAV |  | LEVEL 9 | 9-406 | 9-406-25 | R3-C-11 | 13 | 3 | PHONE/WORKSTATION | WIRED SPARE |  | R3-C-12 | SPARE | R3-C-12 | [5 empty] | IDF 9-438C |  | 38076 | 7347638076 | 7864A06C352E | 8811 | PAV-9-406-9-406-25-13 | PAV-TM RM 9406 | 40-Ann_Arbor-Continental_US-CSS | [5 empty] | No
| 1B | TBD | TEAM ROOM |  |  | PAVILION CORE TEAM |  |  | PAV |  | LEVEL 9 | 9-406 | 9-406-31 | R3-C-19 | 16 | 3 | PHONE/WORKSTATION | WIRED SPARE |  | R3-C-20 | SPARE | R3-C-21 | [5 empty] | IDF 9-438C |  | 38128 | 7347638128 | 7864A06B47FD | 8811 | PAV-9-406-9-406-31-16 | PAV-TM RM 9406 | 40-Ann_Arbor-Continental_US-CSS | [5 empty] | No
| 1B | TBD | UNIV PATIENT RM |  |  | PAVILION CORE TEAM_NRS |  |  | PAV | 9-36 | LEVEL 9 | 9-407 |  |  | 4 | 3C | PT PHONE | WIRED SPARE |  |  | SPARE |  |  | CAPSULE P-P |  |  |  | IDF 9-438C |  | 26981 | 7342326981 |  | PT PHONE | PAV-9-407--4 | PAV-INTERNAL CALLER | 10-Ann_Arbor-Local-CSS |  | PT PHONE | Patient Phone Device Pool |  |  | No | [5 empty] | bed rail holder
| 1B | TBD | UNIV PATIENT RM |  |  | PAVILION CORE TEAM_NRS |  |  | PAV | 9-37 | LEVEL 9 | 9-409 |  |  | 4 | 3C | PT PHONE | WIRED SPARE |  |  | SPARE |  |  | CAPSULE P-P |  |  |  | IDF 9-438C |  | 26990 | 7342326990 |  | PT PHONE | PAV-9-409--4 | PAV-INTERNAL CALLER | 10-Ann_Arbor-Local-CSS |  | PT PHONE | Patient Phone Device Pool |  |  | No | [5 empty] | bed rail holder
| 1B | TBD | UNIV PATIENT RM |  |  | PAVILION CORE TEAM_NRS |  |  | PAV | 9-38 | LEVEL 9 | 9-411 |  |  | 3 | 3C | PT PHONE | WIRED SPARE |  |  | SPARE |  |  | CAPSULE P-P |  |  |  | IDF 9-438C |  | 26992 | 7342326992 |  | PT PHONE | PAV-9-411--3 | PAV-INTERNAL CALLER | 10-Ann_Arbor-Local-CSS |  | PT PHONE | Patient Phone Device Pool |  |  | No | [5 empty] | bed rail holder
| 1B | TBD | UNIV PATIENT RM ADA |  |  | PAVILION CORE TEAM_NRS |  |  | PAV | 9-39 | LEVEL 9 | 9-413 |  |  | 3 | 3C | PT PHONE | WIRED SPARE |  |  | SPARE |  |  | CAPSULE P-P |  |  |  | IDF 9-438C |  | 26993 | 7342326993 |  | PT PHONE | PAV-9-413--3 | PAV-INTERNAL CALLER | 10-Ann_Arbor-Local-CSS |  | PT PHONE | Patient Phone Device Pool |  |  | No | [5 empty] | bed rail holder
| 1B | TBD | MEDICATION |  |  | PHARMACY/NURSING |  |  | PAV |  | LEVEL 9 | 9-414 | 9-414-01 | R3-B-05 | 1 | 3 | MEDICAL EQUIPMENT-FIXED | PHONE/WORKSTATION |  | R3-B-06 | SPARE | R3-B-07 | [5 empty] | IDF 9-438C |  | 38140 | 7347638140 | C88234527A3B | 8811 | PAV-9-414-9-414-01-1 | PAV-MED RM 9414 | 40-Ann_Arbor-Continental_US-CSS | [5 empty] | No
| 1B | TBD | MEDICATION |  |  | PHARMACY/NURSING |  |  | PAV |  | LEVEL 9 | 9-414 | 9-414-05 | R3-B-11 | 3 | 3 | MEDICAL EQUIPMENT-FIXED | PHONE/WORKSTATION |  | R3-B-12 | SPARE | R3-B-13 | [5 empty] | IDF 9-438C |  | 38141 | 7347638141 | 74E2E74BE93D | 8811 | PAV-9-414-9-414-05-3 | PAV-MED RM 9414 | 40-Ann_Arbor-Continental_US-CSS | [5 empty] | No
| 1B | TBD | COMMUNAL TEAMING |  |  | PAVILION CORE TEAM |  |  | PAV |  | LEVEL 9 | 9-417 | 9-417-07 | R2-C-36 | 4 | 3 | PHONE | WIRED SPARE |  | R2-C-37 | SPARE | R2-C-38 | [5 empty] | IDF 9-438C |  | 38142 | 7347638142 | 74E2E74BE92C | 8811 | PAV-9-417-9-417-07-4 | PAV-TM RM 9417 | 40-Ann_Arbor-Continental_US-CSS | [5 empty] | No
| 1B | TBD | COMMUNAL TEAMING |  |  | PAVILION CORE TEAM |  |  | PAV |  | LEVEL 9 | 9-417 | 9-417-11 | R2-C-42 | 6 | 3 | PHONE | WIRED SPARE |  | R2-C-43 | SPARE | R2-C-44 | [5 empty] | IDF 9-438C |  | 38144 | 7347638144 | C88234504F35 | 8811 | PAV-9-417-9-417-11-6 | PAV-TM RM 9417 | 40-Ann_Arbor-Continental_US-CSS | [5 empty] | No
| 1B | TBD | ON CALL |  |  | PAVILION CORE TEAM |  |  | PAV |  | LEVEL 9 | 9-436 | 9-436-05 |  | 3 | 3 | PHONE/WORKSTATION | WIRED SPARE |  |  | SPARE | [6 empty] | IDF 9-438C |  | 38159 | 7347638159 | 788517C3F83A | 8811 | PAV-9-436-9-436-05-3 | PAV-ON CALL 9436 | 40-Ann_Arbor-Continental_US-CSS | [5 empty] | No
| 1B | TBD | UNIV ISO PATIENT RM |  |  | PAVILION CORE TEAM_NRS |  |  | PAV | 9-40 | LEVEL 9 | 9-501 |  |  | 3 | 3C | PT PHONE | WIRED SPARE |  |  | SPARE |  |  | CAPSULE P-P |  |  |  | IDF 9-438C |  | 26995 | 7342326995 |  | PT PHONE | PAV-9-501--3 | PAV-INTERNAL CALLER | 10-Ann_Arbor-Local-CSS |  | PT PHONE | Patient Phone Device Pool |  |  | No | [5 empty] | bed rail holder
| 1B | TBD | UNIV PATIENT RM |  |  | PAVILION CORE TEAM_NRS |  |  | PAV | 9-41 | LEVEL 9 | 9-503 |  |  | 4 | 3C | PT PHONE | WIRED SPARE |  |  | SPARE |  |  | CAPSULE P-P |  |  |  | IDF 9-438C |  | 28207 | 7342328207 |  | PT PHONE | PAV-9-503--4 | PAV-INTERNAL CALLER | 10-Ann_Arbor-Local-CSS |  | PT PHONE | Patient Phone Device Pool |  |  | No | [5 empty] | bed rail holder
| 1B | TBD | UNIV PATIENT RM |  |  | PAVILION CORE TEAM_NRS |  |  | PAV | 9-42 | LEVEL 9 | 9-505 |  |  | 3 | 3C | PT PHONE | WIRED SPARE |  |  | SPARE |  |  | CAPSULE P-P |  |  |  | IDF 9-438C |  | 28302 | 7342328302 |  | PT PHONE | PAV-9-505--3 | PAV-INTERNAL CALLER | 10-Ann_Arbor-Local-CSS |  | PT PHONE | Patient Phone Device Pool |  |  | No | [5 empty] | bed rail holder
| 1B | TBD | UNIV PATIENT RM |  |  | PAVILION CORE TEAM_NRS |  |  | PAV | 9-43 | LEVEL 9 | 9-507 |  |  | 3 | 3C | PT PHONE | WIRED SPARE |  |  | SPARE |  |  | CAPSULE P-P |  |  |  | IDF 9-438C |  | 28310 | 7342328310 |  | PT PHONE | PAV-9-507--3 | PAV-INTERNAL CALLER | 10-Ann_Arbor-Local-CSS |  | PT PHONE | Patient Phone Device Pool |  |  | No | [5 empty] | bed rail holder
| 1B | TBD | UNIV PATIENT RM |  |  | PAVILION CORE TEAM_NRS |  |  | PAV | 9-44 | LEVEL 9 | 9-509 |  |  | 3 | 3C | PT PHONE | WIRED SPARE |  |  | SPARE |  |  | CAPSULE P-P |  |  |  | IDF 9-438C |  | 28311 | 7342328311 |  | PT PHONE | PAV-9-509--3 | PAV-INTERNAL CALLER | 10-Ann_Arbor-Local-CSS |  | PT PHONE | Patient Phone Device Pool |  |  | No | [5 empty] | bed rail holder
| 1B | TBD | CORRIDOR |  |  | HOUSE PHONE |  |  | PAV |  | LEVEL 9 | 9-510Z | 9-510Z-01 | R2-C-46 | 13 | W | PHONE | [10 empty] | IDF 9-438C |  | 38429 | 7347638429 | 78851709FC21 | 6901W | PAV-9-510Z-9-510Z-01-13 | PAV-CORR 9-510Z | 00-Ann_Arbor-Internal-CSS | [5 empty] | No
| 1B | TBD | UNIV PATIENT RM |  |  | PAVILION CORE TEAM_NRS |  |  | PAV | 9-45 | LEVEL 9 | 9-511 |  |  | 3 | 3C | PT PHONE | WIRED SPARE |  |  | SPARE |  |  | CAPSULE P-P |  |  |  | IDF 9-438C |  | 28312 | 7342328312 | 20DBEAF6E22E | PT PHONE | PAV-9-511--3 | PAV-INTERNAL CALLER | 10-Ann_Arbor-Local-CSS |  | PT PHONE | Patient Phone Device Pool |  |  | No | [5 empty] | bed rail holder
| 1B | TBD | NURSES STATION |  |  | NURSES STATION |  |  | PAV |  | LEVEL 9 | 9-512 | 9-512-01 | R3-H-31 | 1 | 3 | PHONE/WORKSTATION | WIRED SPARE |  | R3-H-32 | SPARE | R3-H-33 | [5 empty] | IDF 9-334C |  | 38572 | 7347638572 | C8823453AB7B | 8811 | PAV-9-512-9-512-01-1 | PAV-RN STA 9512 | 40-Ann_Arbor-Continental_US-CSS | [5 empty] | No
| 1B | TBD | NURSES STATION |  |  | NURSES STATION |  |  | PAV |  | LEVEL 9 | 9-512 | 9-512-07 | R2-H-14 | 4 | 3 | PHONE/WORKSTATION | WIRED SPARE |  | R2-H-15 | SPARE | R2-H-16 | [5 empty] | IDF 9-334C |  | 38619 | 7347638619 | 74E2E749A3EF | 8811 | PAV-9-512-9-512-07-4 | PAV-RN STA 9512 | 40-Ann_Arbor-Continental_US-CSS | [5 empty] | No
| 1B | TBD | UNIV PATIENT RM |  |  | PAVILION CORE TEAM_NRS |  |  | PAV | 9-46 | LEVEL 9 | 9-513 |  |  | 3 | 3C | PT PHONE | WIRED SPARE |  |  | SPARE |  |  | CAPSULE P-P |  |  |  | IDF 9-334C |  | 28312 | 7342328312 |  | PT PHONE | PAV-9-513--3 | PAV-INTERNAL CALLER | 10-Ann_Arbor-Local-CSS |  | PT PHONE | Patient Phone Device Pool |  |  | No | [5 empty] | bed rail holder
| 1B | TBD | UNIV PATIENT RM |  |  | PAVILION CORE TEAM_NRS |  |  | PAV | 9-47 | LEVEL 9 | 9-515 |  |  | 3 | 3C | PT PHONE | WIRED SPARE |  |  | SPARE |  |  | CAPSULE P-P |  |  |  | IDF 9-334C |  | 28314 | 7342328314 |  | PT PHONE | PAV-9-515--3 | PAV-INTERNAL CALLER | 10-Ann_Arbor-Local-CSS |  | PT PHONE | Patient Phone Device Pool |  |  | No | [5 empty] | bed rail holder
| 1B | TBD | NURSES STATION |  |  | NURSES STATION |  |  | PAV |  | LEVEL 9 | 9-516 | 9-516-01 | R3-G-32 | 1 | 3 | PHONE/WORKSTATION | PRINTER |  | R3-G-33 | LABEL PRINTER | R3-G-33 | [5 empty] | IDF 9-334C |  | 38764 | 7347638764 | 788517C363B5 | 8811 | PAV-9-516-9-516-01-1 | PAV-RN STA 9516 | 40-Ann_Arbor-Continental_US-CSS | [5 empty] | No
| 1B | TBD | NURSES STATION |  |  | NURSES STATION |  |  | PAV |  | LEVEL 9 | 9-516 | 9-516-21 | R3-H-10 | 10 | 3 | PHONE/WORKSTATION | WIRED SPARE |  | R3-H-11 | SPARE | R3-H-12 | [5 empty] | IDF 9-334C |  | 38796 | 7347638796 | 74E2E74BE934 | 8811 | PAV-9-516-9-516-21-10 | PAV-RN STA 9516 | 40-Ann_Arbor-Continental_US-CSS | [5 empty] | No
| 1B | TBD | NURSES STATION |  |  | NURSES STATION |  |  | PAV |  | LEVEL 9 | 9-516 |  |  | 4 | 3 | ANLG-RED PHONE | WIRED SPARE |  |  | SPARE | [6 empty] | IDF 9-334C |  | RED PHONE |  |  | RED PHONE | PAV-9-516--4 | PAV-9-516--4 RED PHONE |  | RED PHONE | [11 empty] | RED PHONE
| 1B | TBD | UNIV PATIENT RM ADA |  |  | PAVILION CORE TEAM_NRS |  |  | PAV | 9-48 | LEVEL 9 | 9-517 |  |  | 3 | 3C | PT PHONE | WIRED SPARE |  |  | SPARE |  |  | CAPSULE P-P |  |  |  | IDF 9-334C |  | 28316 | 7342328316 |  | PT PHONE | PAV-9-517--3 | PAV-INTERNAL CALLER | 10-Ann_Arbor-Local-CSS |  | PT PHONE | Patient Phone Device Pool |  |  | No | [5 empty] | bed rail holder
|  |  | EXAM ROOM 2/CORRIDOR HOUSE PHONE |  |  | HOUSE PHONE |  |  | CVC |  | LEVEL 1 | CVC-119 1-140Z |  |  | 1 | W | PHONE | [10 empty] | CVC TBD |  | 28999 | 7342328999 |  | 6901W | CVC-CVC-119 1-140Z--1 | CVC-CORR 1-140Z | 00-Ann_Arbor-Internal-CSS | [5 empty] | No
|  |  | RADIO ROOM |  |  | PENTHS_RADIO_ROOM |  |  | PAV |  | PENTHOUSE | PH-122C |  |  | 1 | W | PHONE | [10 empty] | IDF PH-122C |  | 29200 | 7342329200 |  | 6901W | PAV-PH-122C--1 | PAV-CORR PH122C | 00-Ann_Arbor-Internal-CSS | [5 empty] | No

## Patient Phones
Box / Port # | Activation Phase | Activation Phase Date | First Name | Last Name | Department | WorkGroup | PC Term ID (if deploying Jabber) | BLDG | Unit Rm # | FLOOR | Room # | Jack # | Face Plate Position | Outlet Configuration | Port A | Port B | Port C | Port D | Port E | Port F | BDF Ca/Pr (if analog) | IDF Ca/Pr (if analog) | Serving IDF | Call Manager Programming | Directory Number | MAC Address | Set Type | Device Description | DN Display | CSS | Voice Gateway Name | Voice Gateway Port | Voicemail Yes/No | Voicemail in Email Yes/No | Forward No Answer/Busy (if other than Voicemail) | Call Pickup Group | Special programming? | Voice Project Lead Comments | Voice Architect Comments
| 3 | 2025-05-19 | UNIV PATIENT RM |  | PAVILION CORE TEAM_NRS |  |  | U MI CIT | 10-01 | LEVEL 10 | 10-101 |  | 3 | 3C | PT PHONE | WIRED SPARE | SPARE |  | CAPSULE P-P | CAPSULE P-P |  |  | IDF 10-334C |  | 22005
| 3 | 2025-05-19 | UNIV PATIENT RM |  | PAVILION CORE TEAM_NRS |  |  | U MI CIT | 10-02 | LEVEL 10 | 10-103 |  | 3 | 3C | PT PHONE | WIRED SPARE | SPARE |  | CAPSULE P-P |  |  |  | IDF 10-334C |  | 22015
| 3 | 2025-05-19 | UNIV PATIENT RM |  | PAVILION CORE TEAM_NRS |  |  | U MI CIT | 10-03 | LEVEL 10 | 10-105 |  | 3 | 3C | PT PHONE | WIRED SPARE | SPARE |  | CAPSULE P-P |  |  |  | IDF 10-122C |  | 22072
| 3 | 2025-05-19 | UNIV PATIENT RM |  | PAVILION CORE TEAM_NRS |  |  | U MI CIT | 10-04 | LEVEL 10 | 10-107 |  | 3 | 3C | PT PHONE | WIRED SPARE | SPARE |  | CAPSULE P-P |  |  |  | IDF 10-122C |  | 22074
| 3 | 2025-05-19 | UNIV PATIENT RM |  | PAVILION CORE TEAM_NRS |  |  | U MI CIT | 10-05 | LEVEL 10 | 10-109 |  | 3 | 3C | PT PHONE | WIRED SPARE | SPARE |  | CAPSULE P-P |  |  |  | IDF 10-122C |  | 22081
| 3 | 2025-05-19 | UNIV PATIENT RM |  | PAVILION CORE TEAM_NRS |  |  | U MI CIT | 10-06 | LEVEL 10 | 10-111 |  | 3 | 3C | PT PHONE | WIRED SPARE | SPARE |  | CAPSULE P-P |  |  |  | IDF 10-122C |  | 22097
| 3 | 2025-05-19 | UNIV PATIENT RM |  | PAVILION CORE TEAM_NRS |  |  | U MI CIT | 10-07 | LEVEL 10 | 10-113 |  | 3 | 3C | PT PHONE | WIRED SPARE | SPARE |  | CAPSULE P-P |  |  |  | IDF 10-122C |  | 22108
| 3 | 2025-05-19 | UNIV PATIENT RM |  | PAVILION CORE TEAM_NRS |  |  | U MI CIT | 10-08 | LEVEL 10 | 10-115 |  | 3 | 3C | PT PHONE | WIRED SPARE | SPARE |  | CAPSULE P-P |  |  |  | IDF 10-122C |  | 22163
| 3 | 2025-05-19 | UNIV PATIENT RM ADA |  | PAVILION CORE TEAM_NRS |  |  | U MI CIT | 10-09 | LEVEL 10 | 10-117 |  | 3 | 3C | PT PHONE | WIRED SPARE | SPARE |  | CAPSULE P-P |  |  |  | IDF 10-122C |  | 22186
| 3 | 2025-05-19 | UNIV ISO PATIENT RM |  | PAVILION CORE TEAM_NRS |  |  | U MI CIT | 10-10 | LEVEL 10 | 10-201 |  | 3 | 3C | PT PHONE | WIRED SPARE | SPARE |  | CAPSULE P-P |  |  |  | IDF 10-122C |  | 22204
| 3 | 2025-05-19 | UNIV PATIENT RM |  | PAVILION CORE TEAM_NRS |  |  | U MI CIT | 10-11 | LEVEL 10 | 10-203 |  | 3 | 3C | PT PHONE | WIRED SPARE | SPARE |  | CAPSULE P-P |  |  |  | IDF 10-122C |  | 22280
| 3 | 2025-05-19 | UNIV PATIENT RM |  | PAVILION CORE TEAM_NRS |  |  | U MI CIT | 10-12 | LEVEL 10 | 10-205 |  | 3 | 3C | PT PHONE | WIRED SPARE | SPARE |  | CAPSULE P-P |  |  |  | IDF 10-122C |  | 22303
| 3 | 2025-05-19 | UNIV PATIENT RM |  | PAVILION CORE TEAM_NRS |  |  | U MI CIT | 10-13 | LEVEL 10 | 10-207 |  | 3 | 3C | PT PHONE | WIRED SPARE | SPARE |  | CAPSULE P-P |  |  |  | IDF 10-122C |  | 22432
| 3 | 2025-05-19 | UNIV PATIENT RM |  | PAVILION CORE TEAM_NRS |  |  | U MI CIT | 10-14 | LEVEL 10 | 10-209 |  | 3 | 3C | PT PHONE | WIRED SPARE | SPARE |  | CAPSULE P-P |  |  |  | IDF 10-122C |  | 22440
| 3 | 2025-05-19 | UNIV PATIENT RM ADA |  | PAVILION CORE TEAM_NRS |  |  | U MI CIT | 10-15 | LEVEL 10 | 10-211 |  | 3 | 3C | PT PHONE | WIRED SPARE | SPARE |  | CAPSULE P-P |  |  |  | IDF 10-122C |  | 22441
| 3 | 2025-05-19 | UNIV PATIENT RM |  | PAVILION CORE TEAM_NRS |  |  | U MI CIT | 10-16 | LEVEL 10 | 10-301 |  | 3 | 3C | PT PHONE | WIRED SPARE | SPARE |  | CAPSULE P-P |  |  |  | IDF 10-122C |  | 22442
| 3 | 2025-05-19 | UNIV PATIENT RM |  | PAVILION CORE TEAM_NRS |  |  | U MI CIT | 10-17 | LEVEL 10 | 10-303 |  | 3 | 3C | PT PHONE | WIRED SPARE | SPARE |  | CAPSULE P-P |  |  |  | IDF 10-122C |  | 22443
| 3 | 2025-05-19 | UNIV PATIENT RM |  | PAVILION CORE TEAM_NRS |  |  | U MI CIT | 10-18 | LEVEL 10 | 10-305 |  | 3 | 3C | PT PHONE | WIRED SPARE | SPARE |  | CAPSULE P-P |  |  |  | IDF 10-122C |  | 22447
| 3 | 2025-05-19 | UNIV PATIENT RM |  | PAVILION CORE TEAM_NRS |  |  | U MI CIT | 10-19 | LEVEL 10 | 10-307 |  | 3 | 3C | PT PHONE | WIRED SPARE | SPARE |  | CAPSULE P-P |  |  |  | IDF 10-122C |  | 22454
| 3 | 2025-05-19 | UNIV PATIENT RM |  | PAVILION CORE TEAM_NRS |  |  | U MI CIT | 10-20 | LEVEL 10 | 10-309 |  | 3 | 3C | PT PHONE | WIRED SPARE | SPARE |  | CAPSULE P-P |  |  |  | IDF 10-122C |  | 22470
| 3 | 2025-05-19 | UNIV PATIENT RM |  | PAVILION CORE TEAM_NRS |  |  | U MI CIT | 10-21 | LEVEL 10 | 10-311 |  | 3 | 3C | PT PHONE | WIRED SPARE | SPARE |  | CAPSULE P-P |  |  |  | IDF 10-334C |  | 22478
| 3 | 2025-05-19 | UNIV PATIENT RM |  | PAVILION CORE TEAM_NRS |  |  | U MI CIT | 10-22 | LEVEL 10 | 10-313 |  | 3 | 3C | PT PHONE | WIRED SPARE | SPARE |  | CAPSULE P-P |  |  |  | IDF 10-334C |  | 22488
| 3 | 2025-05-19 | UNIV PATIENT RM |  | PAVILION CORE TEAM_NRS |  |  | U MI CIT | 10-23 | LEVEL 10 | 10-315 |  | 4 | 3C | PT PHONE | WIRED SPARE | SPARE |  | CAPSULE P-P |  |  |  | IDF 10-334C |  | 22494
| 3 | 2025-05-19 | UNIV ISO PATIENT RM |  | PAVILION CORE TEAM_NRS |  |  | U MI CIT | 10-24 | LEVEL 10 | 10-317 |  | 3 | 3C | PT PHONE | WIRED SPARE | SPARE |  | CAPSULE P-P |  |  |  | IDF 10-334C |  | 22499
| 3 | 2025-05-19 | UNIV PATIENT RM |  | PAVILION CORE TEAM_NRS |  |  | U MI CIT | 10-25 | LEVEL 10 | 10-319 |  | 4 | 3C | PT PHONE | WIRED SPARE | SPARE |  | CAPSULE P-P |  |  |  | IDF 10-334C |  | 22500
| 3 | 2025-05-19 | UNIV PATIENT RM |  | PAVILION CORE TEAM_NRS |  |  | U MI CIT | 10-26 | LEVEL 10 | 10-321 |  | 3 | 3C | PT PHONE | WIRED SPARE | SPARE |  | CAPSULE P-P |  |  |  | IDF 10-334C |  | 22501
| 3 | 2025-05-19 | UNIV PATIENT RM |  | PAVILION CORE TEAM_NRS |  |  | U MI CIT | 10-27 | LEVEL 10 | 10-323 |  | 3 | 3C | PT PHONE | WIRED SPARE | SPARE |  | CAPSULE P-P |  |  |  | IDF 10-334C |  | 22502
| 3 | 2025-05-19 | UNIV PATIENT RM |  | PAVILION CORE TEAM_NRS |  |  | U MI CIT | 10-28 | LEVEL 10 | 10-325 |  | 3 | 3C | PT PHONE | WIRED SPARE | SPARE |  | CAPSULE P-P |  |  |  | IDF 10-334C |  | 22503
| 3 | 2025-05-19 | UNIV PATIENT RM |  | PAVILION CORE TEAM_NRS |  |  | U MI CIT | 10-29 | LEVEL 10 | 10-327 |  | 3 | 3C | PT PHONE | WIRED SPARE | SPARE |  | CAPSULE P-P |  |  |  | IDF 10-438C |  | 22505
| 3 | 2025-05-19 | UNIV PATIENT RM |  | PAVILION CORE TEAM_NRS |  |  | U MI CIT | 10-30 | LEVEL 10 | 10-329 |  | 3 | 3C | PT PHONE | WIRED SPARE | SPARE |  | CAPSULE P-P |  |  |  | IDF 10-438C |  | 22507
| 3 | 2025-05-19 | UNIV PATIENT RM |  | PAVILION CORE TEAM_NRS |  |  | U MI CIT | 10-31 | LEVEL 10 | 10-331 |  | 3 | 3C | PT PHONE | WIRED SPARE | SPARE |  | CAPSULE P-P |  |  |  | IDF 10-438C |  | 22508
| 3 | 2025-05-19 | UNIV ISO PATIENT RM ADA |  | PAVILION CORE TEAM_NRS |  |  | U MI CIT | 10-32 | LEVEL 10 | 10-333 |  | 3 | 3C | PT PHONE | WIRED SPARE | SPARE |  | CAPSULE P-P |  |  |  | IDF 10-438C |  | 22509
| 3 | 2025-05-19 | UNIV PATIENT RM |  | PAVILION CORE TEAM_NRS |  |  | U MI CIT | 10-33 | LEVEL 10 | 10-401 |  | 3 | 3C | PT PHONE | WIRED SPARE | SPARE |  | CAPSULE P-P |  |  |  | IDF 10-438C |  | 22510
| 3 | 2025-05-19 | UNIV PATIENT RM |  | PAVILION CORE TEAM_NRS |  |  | U MI CIT | 10-34 | LEVEL 10 | 10-403 |  | 3 | 3C | PT PHONE | WIRED SPARE | SPARE |  | CAPSULE P-P |  |  |  | IDF 10-438C |  | 22511
| 3 | 2025-05-19 | UNIV PATIENT RM |  | PAVILION CORE TEAM_NRS |  |  | U MI CIT | 10-35 | LEVEL 10 | 10-405 |  | 3 | 3C | PT PHONE | WIRED SPARE | SPARE |  | CAPSULE P-P |  |  |  | IDF 10-438C |  | 22512
| 3 | 2025-05-19 | UNIV PATIENT RM |  | PAVILION CORE TEAM_NRS |  |  | U MI CIT | 10-36 | LEVEL 10 | 10-407 |  | 3 | 3C | PT PHONE | WIRED SPARE | SPARE |  | CAPSULE P-P |  |  |  | IDF 10-438C |  | 22515
| 3 | 2025-05-19 | UNIV PATIENT RM |  | PAVILION CORE TEAM_NRS |  |  | U MI CIT | 10-37 | LEVEL 10 | 10-409 |  | 4 | 3C | PT PHONE | WIRED SPARE | SPARE |  | CAPSULE P-P |  |  |  | IDF 10-438C |  | 22516
| 3 | 2025-05-19 | UNIV PATIENT RM |  | PAVILION CORE TEAM_NRS |  |  | U MI CIT | 10-38 | LEVEL 10 | 10-411 |  | 3 | 3C | PT PHONE | WIRED SPARE | SPARE |  | CAPSULE P-P |  |  |  | IDF 10-438C |  | 22517
| 3 | 2025-05-19 | UNIV PATIENT RM ADA |  | PAVILION CORE TEAM_NRS |  |  | U MI CIT | 10-39 | LEVEL 10 | 10-413 |  | 3 | 3C | PT PHONE | WIRED SPARE | SPARE |  | CAPSULE P-P |  |  |  | IDF 10-438C |  | 22518
| 3 | 2025-05-19 | UNIV ISO PATIENT RM |  | PAVILION CORE TEAM_NRS |  |  | U MI CIT | 10-40 | LEVEL 10 | 10-501 |  | 3 | 3C | PT PHONE | WIRED SPARE | SPARE |  | CAPSULE P-P |  |  |  | IDF 10-438C |  | 22520
| 3 | 2025-05-19 | UNIV PATIENT RM |  | PAVILION CORE TEAM_NRS |  |  | U MI CIT | 10-41 | LEVEL 10 | 10-503 |  | 4 | 3C | PT PHONE | WIRED SPARE | SPARE |  | CAPSULE P-P |  |  |  | IDF 10-438C |  | 22534
| 3 | 2025-05-19 | UNIV PATIENT RM |  | PAVILION CORE TEAM_NRS |  |  | U MI CIT | 10-42 | LEVEL 10 | 10-505 |  | 3 | 3C | PT PHONE | WIRED SPARE | SPARE |  | CAPSULE P-P |  |  |  | IDF 10-438C |  | 22539
| 3 | 2025-05-19 | UNIV PATIENT RM |  | PAVILION CORE TEAM_NRS |  |  | U MI CIT | 10-43 | LEVEL 10 | 10-507 |  | 3 | 3C | PT PHONE | WIRED SPARE | SPARE |  | CAPSULE P-P |  |  |  | IDF 10-438C |  | 22540
| 3 | 2025-05-19 | UNIV PATIENT RM |  | PAVILION CORE TEAM_NRS |  |  | U MI CIT | 10-44 | LEVEL 10 | 10-509 |  | 3 | 3C | PT PHONE | WIRED SPARE | SPARE |  | CAPSULE P-P |  |  |  | IDF 10-438C |  | 22543
| 3 | 2025-05-19 | UNIV PATIENT RM |  | PAVILION CORE TEAM_NRS |  |  | U MI CIT | 10-45 | LEVEL 10 | 10-511 |  | 3 | 3C | PT PHONE | WIRED SPARE | SPARE |  | CAPSULE P-P |  |  |  | IDF 10-438C |  | 22544
| 3 | 2025-05-19 | UNIV PATIENT RM |  | PAVILION CORE TEAM_NRS |  |  | U MI CIT | 10-46 | LEVEL 10 | 10-513 |  | 3 | 3C | PT PHONE | WIRED SPARE | SPARE |  | CAPSULE P-P |  |  |  | IDF 10-334C |  | 22545
| 3 | 2025-05-19 | UNIV PATIENT RM |  | PAVILION CORE TEAM_NRS |  |  | U MI CIT | 10-47 | LEVEL 10 | 10-515 |  | 3 | 3C | PT PHONE | WIRED SPARE | SPARE |  | CAPSULE P-P |  |  |  | IDF 10-334C |  | 22550
| 3 | 2025-05-19 | UNIV PATIENT RM ADA |  | PAVILION CORE TEAM_NRS |  |  | U MI CIT | 10-48 | LEVEL 10 | 10-517 |  | 3 | 3C | PT PHONE | WIRED SPARE | SPARE |  | CAPSULE P-P |  |  |  | IDF 10-334C |  | 22551
| 3 | 2025-05-19 | UNIV PATIENT RM |  | PAVILION CORE TEAM_NRS |  |  | U MI CIT | 11-01 | LEVEL 11 | 11-101 |  | 4 | 3C | PT PHONE | WIRED SPARE | SPARE |  | CAPSULE P-P |  |  |  | IDF 11-334C |  | 22556
| 3 | 2025-05-19 | UNIV PATIENT RM |  | PAVILION CORE TEAM_NRS |  |  | U MI CIT | 11-02 | LEVEL 11 | 11-103 |  | 3 | 3C | PT PHONE | WIRED SPARE | SPARE |  | CAPSULE P-P |  |  |  | IDF 11-334C |  | 22564
| 3 | 2025-05-19 | UNIV PATIENT RM |  | PAVILION CORE TEAM_NRS |  |  | U MI CIT | 11-03 | LEVEL 11 | 11-105 |  | 3 | 3C | PT PHONE | WIRED SPARE | SPARE |  | CAPSULE P-P |  |  |  | IDF 11-122C |  | 22565
| 3 | 2025-05-19 | UNIV PATIENT RM |  | PAVILION CORE TEAM_NRS |  |  | U MI CIT | 11-04 | LEVEL 11 | 11-107 |  | 3 | 3C | PT PHONE | WIRED SPARE | SPARE |  | CAPSULE P-P |  |  |  | IDF 11-122C |  | 22566
| 3 | 2025-05-19 | UNIV PATIENT RM |  | PAVILION CORE TEAM_NRS |  |  | U MI CIT | 11-05 | LEVEL 11 | 11-109 |  | 3 | 3C | PT PHONE | WIRED SPARE | SPARE |  | CAPSULE P-P |  |  |  | IDF 11-122C |  | 22570
| 3 | 2025-05-19 | UNIV PATIENT RM |  | PAVILION CORE TEAM_NRS |  |  | U MI CIT | 11-06 | LEVEL 11 | 11-111 |  | 3 | 3C | PT PHONE | WIRED SPARE | SPARE |  | CAPSULE P-P |  |  |  | IDF 11-122C |  | 22573
| 3 | 2025-05-19 | UNIV PATIENT RM |  | PAVILION CORE TEAM_NRS |  |  | U MI CIT | 11-07 | LEVEL 11 | 11-113 |  | 3 | 3C | PT PHONE | WIRED SPARE | SPARE |  | CAPSULE P-P |  |  |  | IDF 11-122C |  | 22580
| 3 | 2025-05-19 | UNIV PATIENT RM |  | PAVILION CORE TEAM_NRS |  |  | U MI CIT | 11-08 | LEVEL 11 | 11-115 |  | 3 | 3C | PT PHONE | WIRED SPARE | SPARE |  | CAPSULE P-P |  |  |  | IDF 11-122C |  | 22585
| 3 | 2025-05-19 | UNIV PATIENT RM ADA |  | PAVILION CORE TEAM_NRS |  |  | U MI CIT | 11-09 | LEVEL 11 | 11-117 |  | 3 | 3C | PT PHONE | WIRED SPARE | SPARE |  | CAPSULE P-P |  |  |  | IDF 11-122C |  | 22587
| 3 | 2025-05-19 | UNIV ISO PATIENT RM |  | PAVILION CORE TEAM_NRS |  |  | U MI CIT | 11-10 | LEVEL 11 | 11-201 |  | 3 | 3C | PT PHONE | WIRED SPARE | SPARE |  | CAPSULE P-P |  |  |  | IDF 11-122C |  | 22593
| 3 | 2025-05-19 | UNIV PATIENT RM |  | PAVILION CORE TEAM_NRS |  |  | U MI CIT | 11-11 | LEVEL 11 | 11-203 |  | 3 | 3C | PT PHONE | WIRED SPARE | SPARE |  | CAPSULE P-P |  |  |  | IDF 11-122C |  | 22599
| 3 | 2025-05-19 | UNIV PATIENT RM |  | PAVILION CORE TEAM_NRS |  |  | U MI CIT | 11-12 | LEVEL 11 | 11-205 |  | 3 | 3C | PT PHONE | WIRED SPARE | SPARE |  | CAPSULE P-P |  |  |  | IDF 11-122C |  | 22603
| 3 | 2025-05-19 | UNIV PATIENT RM |  | PAVILION CORE TEAM_NRS |  |  | U MI CIT | 11-13 | LEVEL 11 | 11-207 |  | 3 | 3C | PT PHONE | WIRED SPARE | SPARE |  | CAPSULE P-P |  |  |  | IDF 11-122C |  | 22614
| 3 | 2025-05-19 | UNIV PATIENT RM |  | PAVILION CORE TEAM_NRS |  |  | U MI CIT | 11-14 | LEVEL 11 | 11-209 |  | 3 | 3C | PT PHONE | WIRED SPARE | SPARE |  | CAPSULE P-P |  |  |  | IDF 11-122C |  | 22617
| 3 | 2025-05-19 | UNIV PATIENT RM ADA |  | PAVILION CORE TEAM_NRS |  |  | U MI CIT | 11-15 | LEVEL 11 | 11-211 |  | 3 | 3C | PT PHONE | WIRED SPARE | SPARE |  | CAPSULE P-P |  |  |  | IDF 11-122C |  | 22618
| 3 | 2025-05-19 | UNIV PATIENT RM |  | PAVILION CORE TEAM_NRS |  |  | U MI CIT | 11-16 | LEVEL 11 | 11-301 |  | 3 | 3C | PT PHONE | WIRED SPARE | SPARE |  | CAPSULE P-P |  |  |  | IDF 11-122C |  | 22623
| 3 | 2025-05-19 | UNIV PATIENT RM |  | PAVILION CORE TEAM_NRS |  |  | U MI CIT | 11-17 | LEVEL 11 | 11-303 |  | 3 | 3C | PT PHONE | WIRED SPARE | SPARE |  | CAPSULE P-P |  |  |  | IDF 11-122C |  | 22624
| 3 | 2025-05-19 | UNIV PATIENT RM |  | PAVILION CORE TEAM_NRS |  |  | U MI CIT | 11-18 | LEVEL 11 | 11-305 |  | 3 | 3C | PT PHONE | WIRED SPARE | SPARE |  | CAPSULE P-P |  |  |  | IDF 11-122C |  | 22629
| 3 | 2025-05-19 | UNIV PATIENT RM |  | PAVILION CORE TEAM_NRS |  |  | U MI CIT | 11-19 | LEVEL 11 | 11-307 |  | 3 | 3C | PT PHONE | WIRED SPARE | SPARE |  | CAPSULE P-P |  |  |  | IDF 11-122C |  | 22635
| 3 | 2025-05-19 | UNIV PATIENT RM |  | PAVILION CORE TEAM_NRS |  |  | U MI CIT | 11-20 | LEVEL 11 | 11-309 |  | 3 | 3C | PT PHONE | WIRED SPARE | SPARE |  | CAPSULE P-P |  |  |  | IDF 11-122C |  | 22639
| 3 | 2025-05-19 | UNIV PATIENT RM |  | PAVILION CORE TEAM_NRS |  |  | U MI CIT | 11-21 | LEVEL 11 | 11-311 |  | 3 | 3C | PT PHONE | WIRED SPARE | SPARE |  | CAPSULE P-P |  |  |  | IDF 11-334C |  | 22640
| 3 | 2025-05-19 | UNIV PATIENT RM |  | PAVILION CORE TEAM_NRS |  |  | U MI CIT | 11-22 | LEVEL 11 | 11-313 |  | 3 | 3C | PT PHONE | WIRED SPARE | SPARE |  | CAPSULE P-P |  |  |  | IDF 11-334C |  | 22643
| 3 | 2025-05-19 | UNIV PATIENT RM |  | PAVILION CORE TEAM_NRS |  |  | U MI CIT | 11-23 | LEVEL 11 | 11-315 |  | 5 | 3C | PT PHONE | WIRED SPARE | SPARE |  | CAPSULE P-P |  |  |  | IDF 11-334C |  | 22645
| 3 | 2025-05-19 | UNIV ISO PATIENT RM |  | PAVILION CORE TEAM_NRS |  |  | U MI CIT | 11-24 | LEVEL 11 | 11-317 |  | 3 | 3C | PT PHONE | WIRED SPARE | SPARE |  | CAPSULE P-P |  |  |  | IDF 11-334C |  | 22646
| 3 | 2025-05-19 | UNIV PATIENT RM |  | PAVILION CORE TEAM_NRS |  |  | U MI CIT | 11-25 | LEVEL 11 | 11-319 |  | 3 | 3C | PT PHONE | WIRED SPARE | SPARE |  | CAPSULE P-P |  |  |  | IDF 11-334C |  | 22650
| 3 | 2025-05-19 | UNIV PATIENT RM |  | PAVILION CORE TEAM_NRS |  |  | U MI CIT | 11-26 | LEVEL 11 | 11-321 |  | 3 | 3C | PT PHONE | WIRED SPARE | SPARE |  | CAPSULE P-P |  |  |  | IDF 11-334C |  | 22654
| 3 | 2025-05-19 | UNIV PATIENT RM |  | PAVILION CORE TEAM_NRS |  |  | U MI CIT | 11-27 | LEVEL 11 | 11-323 |  | 3 | 3C | PT PHONE | WIRED SPARE | SPARE |  | CAPSULE P-P |  |  |  | IDF 11-334C |  | 22660
| 3 | 2025-05-19 | UNIV PATIENT RM |  | PAVILION CORE TEAM_NRS |  |  | U MI CIT | 11-28 | LEVEL 11 | 11-325 |  | 3 | 3C | PT PHONE | WIRED SPARE | SPARE |  | CAPSULE P-P |  |  |  | IDF 11-334C |  | 22674
| 3 | 2025-05-19 | UNIV PATIENT RM |  | PAVILION CORE TEAM_NRS |  |  | U MI CIT | 11-29 | LEVEL 11 | 11-327 |  | 3 | 3C | PT PHONE | WIRED SPARE | SPARE |  | CAPSULE P-P |  |  |  | IDF 11-438C |  | 22694
| 3 | 2025-05-19 | UNIV PATIENT RM |  | PAVILION CORE TEAM_NRS |  |  | U MI CIT | 11-30 | LEVEL 11 | 11-329 |  | 3 | 3C | PT PHONE | WIRED SPARE | SPARE |  | CAPSULE P-P |  |  |  | IDF 11-438C |  | 22724
| 3 | 2025-05-19 | UNIV PATIENT RM |  | PAVILION CORE TEAM_NRS |  |  | U MI CIT | 11-31 | LEVEL 11 | 11-331 |  | 3 | 3C | PT PHONE | WIRED SPARE | SPARE |  | CAPSULE P-P |  |  |  | IDF 11-438C |  | 22725
| 3 | 2025-05-19 | UNIV ISO PATIENT RM ADA |  | PAVILION CORE TEAM_NRS |  |  | U MI CIT | 11-32 | LEVEL 11 | 11-333 |  | 3 | 3C | PT PHONE | WIRED SPARE | SPARE |  | CAPSULE P-P |  |  |  | IDF 11-438C |  | 22730
| 3 | 2025-05-19 | UNIV PATIENT RM |  | PAVILION CORE TEAM_NRS |  |  | U MI CIT | 11-33 | LEVEL 11 | 11-401 |  | 3 | 3C | PT PHONE | WIRED SPARE | SPARE |  | CAPSULE P-P |  |  |  | IDF 11-438C |  | 22744
| 3 | 2025-05-19 | UNIV PATIENT RM |  | PAVILION CORE TEAM_NRS |  |  | U MI CIT | 11-34 | LEVEL 11 | 11-403 |  | 3 | 3C | PT PHONE | WIRED SPARE | SPARE |  | CAPSULE P-P |  |  |  | IDF 11-438C |  | 22771
| 3 | 2025-05-19 | UNIV PATIENT RM |  | PAVILION CORE TEAM_NRS |  |  | U MI CIT | 11-35 | LEVEL 11 | 11-405 |  | 3 | 3C | PT PHONE | WIRED SPARE | SPARE |  | CAPSULE P-P |  |  |  | IDF 11-438C |  | 22785
| 3 | 2025-05-19 | UNIV PATIENT RM |  | PAVILION CORE TEAM_NRS |  |  | U MI CIT | 11-36 | LEVEL 11 | 11-407 |  | 3 | 3C | PT PHONE | WIRED SPARE | SPARE |  | CAPSULE P-P |  |  |  | IDF 11-438C |  | 22993
| 3 | 2025-05-19 | UNIV PATIENT RM |  | PAVILION CORE TEAM_NRS |  |  | U MI CIT | 11-37 | LEVEL 11 | 11-409 |  | 4 | 3C | PT PHONE | WIRED SPARE | SPARE |  | CAPSULE P-P |  |  |  | IDF 11-438C |  | 23970
| 3 | 2025-05-19 | UNIV PATIENT RM |  | PAVILION CORE TEAM_NRS |  |  | U MI CIT | 11-38 | LEVEL 11 | 11-411 |  | 3 | 3C | PT PHONE | WIRED SPARE | SPARE |  | CAPSULE P-P |  |  |  | IDF 11-438C |  | 23971
| 3 | 2025-05-19 | UNIV PATIENT RM ADA |  | PAVILION CORE TEAM_NRS |  |  | U MI CIT | 11-39 | LEVEL 11 | 11-413 |  | 3 | 3C | PT PHONE | WIRED SPARE | SPARE |  | CAPSULE P-P |  |  |  | IDF 11-438C |  | 23972
| 3 | 2025-05-19 | UNIV ISO PATIENT RM |  | PAVILION CORE TEAM_NRS |  |  | U MI CIT | 11-40 | LEVEL 11 | 11-501 |  | 3 | 3C | PT PHONE | WIRED SPARE | SPARE |  | CAPSULE P-P |  |  |  | IDF 11-438C |  | 23974
| 3 | 2025-05-19 | UNIV PATIENT RM |  | PAVILION CORE TEAM_NRS |  |  | U MI CIT | 11-41 | LEVEL 11 | 11-503 |  | 3 | 3C | PT PHONE | WIRED SPARE | SPARE |  | CAPSULE P-P |  |  |  | IDF 11-438C |  | 23975
| 3 | 2025-05-19 | UNIV PATIENT RM |  | PAVILION CORE TEAM_NRS |  |  | U MI CIT | 11-42 | LEVEL 11 | 11-505 |  | 3 | 3C | PT PHONE | WIRED SPARE | SPARE |  | CAPSULE P-P |  |  |  | IDF 11-438C |  | 23976
| 3 | 2025-05-19 | UNIV PATIENT RM |  | PAVILION CORE TEAM_NRS |  |  | U MI CIT | 11-43 | LEVEL 11 | 11-507 |  | 3 | 3C | PT PHONE | WIRED SPARE | SPARE |  | CAPSULE P-P |  |  |  | IDF 11-438C |  | 23979
| 3 | 2025-05-19 | UNIV PATIENT RM |  | PAVILION CORE TEAM_NRS |  |  | U MI CIT | 11-44 | LEVEL 11 | 11-509 |  | 3 | 3C | PT PHONE | WIRED SPARE | SPARE |  | CAPSULE P-P |  |  |  | IDF 11-438C |  | 25001
| 3 | 2025-05-19 | UNIV PATIENT RM |  | PAVILION CORE TEAM_NRS |  |  | U MI CIT | 11-45 | LEVEL 11 | 11-511 |  | 3 | 3C | PT PHONE | WIRED SPARE | SPARE |  | CAPSULE P-P |  |  |  | IDF 11-438C |  | 25019
| 3 | 2025-05-19 | UNIV PATIENT RM |  | PAVILION CORE TEAM_NRS |  |  | U MI CIT | 11-46 | LEVEL 11 | 11-513 |  | 3 | 3C | PT PHONE | WIRED SPARE | SPARE |  | CAPSULE P-P |  |  |  | IDF 11-334C |  | 25138
| 3 | 2025-05-19 | UNIV PATIENT RM |  | PAVILION CORE TEAM_NRS |  |  | U MI CIT | 11-47 | LEVEL 11 | 11-515 |  | 3 | 3C | PT PHONE | WIRED SPARE | SPARE |  | CAPSULE P-P |  |  |  | IDF 11-334C |  | 25145
| 3 | 2025-05-19 | UNIV PATIENT RM ADA |  | PAVILION CORE TEAM_NRS |  |  | U MI CIT | 11-48 | LEVEL 11 | 11-517 |  | 3 | 3C | PT PHONE | WIRED SPARE | SPARE |  | CAPSULE P-P |  |  |  | IDF 11-334C |  | 25169
|  |  | UNIV PATIENT RM |  | PAVILION CORE TEAM_NRS |  |  | U MI CIT | 12-01 | LEVEL 12 | 12-101 |  | 4 | 3C | PT PHONE | WIRED SPARE | SPARE |  | CAPSULE P-P |  |  |  | IDF 12-334C |  | 25174
|  |  | UNIV PATIENT RM |  | PAVILION CORE TEAM_NRS |  |  | U MI CIT | 12-02 | LEVEL 12 | 12-103 |  | 3 | 3C | PT PHONE | WIRED SPARE | SPARE |  | CAPSULE P-P |  |  |  | IDF 12-334C |  | 25177
|  |  | UNIV PATIENT RM |  | PAVILION CORE TEAM_NRS |  |  | U MI CIT | 12-03 | LEVEL 12 | 12-105 |  | 3 | 3C | PT PHONE | WIRED SPARE | SPARE |  | CAPSULE P-P |  |  |  | IDF 12-122C |  | 25180
|  |  | UNIV PATIENT RM |  | PAVILION CORE TEAM_NRS |  |  | U MI CIT | 12-04 | LEVEL 12 | 12-107 |  | 3 | 3C | PT PHONE | WIRED SPARE | SPARE |  | CAPSULE P-P |  |  |  | IDF 12-122C |  | 25187
|  |  | UNIV PATIENT RM |  | PAVILION CORE TEAM_NRS |  |  | U MI CIT | 12-05 | LEVEL 12 | 12-109 |  | 3 | 3C | PT PHONE | WIRED SPARE | SPARE |  | CAPSULE P-P |  |  |  | IDF 12-122C |  | 25193
|  |  | UNIV PATIENT RM |  | PAVILION CORE TEAM_NRS |  |  | U MI CIT | 12-06 | LEVEL 12 | 12-111 |  | 3 | 3C | PT PHONE | WIRED SPARE | SPARE |  | CAPSULE P-P |  |  |  | IDF 12-122C |  | 25195
|  |  | UNIV PATIENT RM |  | PAVILION CORE TEAM_NRS |  |  | U MI CIT | 12-07 | LEVEL 12 | 12-113 |  | 3 | 3C | PT PHONE | WIRED SPARE | SPARE |  | CAPSULE P-P |  |  |  | IDF 12-122C |  | 25196
|  |  | UNIV PATIENT RM |  | PAVILION CORE TEAM_NRS |  |  | U MI CIT | 12-08 | LEVEL 12 | 12-115 |  | 3 | 3C | PT PHONE | WIRED SPARE | SPARE |  | CAPSULE P-P |  |  |  | IDF 12-122C |  | 25197
|  |  | UNIV PATIENT RM ADA |  | PAVILION CORE TEAM_NRS |  |  | U MI CIT | 12-09 | LEVEL 12 | 12-117 |  | 3 | 3C | PT PHONE | WIRED SPARE | SPARE |  | CAPSULE P-P |  |  |  | IDF 12-122C |  | 25202
|  |  | UNIV ISO PATIENT RM |  | PAVILION CORE TEAM_NRS |  |  | U MI CIT | 12-10 | LEVEL 12 | 12-201 |  | 3 | 3C | PT PHONE | WIRED SPARE | SPARE |  | CAPSULE P-P |  |  |  | IDF 12-122C |  | 25203
|  |  | UNIV PATIENT RM |  | PAVILION CORE TEAM_NRS |  |  | U MI CIT | 12-11 | LEVEL 12 | 12-203 |  | 3 | 3C | PT PHONE | WIRED SPARE | SPARE |  | CAPSULE P-P |  |  |  | IDF 12-122C |  | 25204
|  |  | UNIV PATIENT RM |  | PAVILION CORE TEAM_NRS |  |  | U MI CIT | 12-12 | LEVEL 12 | 12-205 |  | 3 | 3C | PT PHONE | WIRED SPARE | SPARE |  | CAPSULE P-P |  |  |  | IDF 12-122C |  | 25207
|  |  | UNIV PATIENT RM |  | PAVILION CORE TEAM_NRS |  |  | U MI CIT | 12-13 | LEVEL 12 | 12-207 |  | 3 | 3C | PT PHONE | WIRED SPARE | SPARE |  | CAPSULE P-P |  |  |  | IDF 12-122C |  | 25208
|  |  | UNIV PATIENT RM |  | PAVILION CORE TEAM_NRS |  |  | U MI CIT | 12-14 | LEVEL 12 | 12-209 |  | 3 | 3C | PT PHONE | WIRED SPARE | SPARE |  | CAPSULE P-P |  |  |  | IDF 12-122C |  | 25209
|  |  | UNIV PATIENT RM ADA |  | PAVILION CORE TEAM_NRS |  |  | U MI CIT | 12-15 | LEVEL 12 | 12-211 |  | 3 | 3C | PT PHONE | WIRED SPARE | SPARE |  | CAPSULE P-P |  |  |  | IDF 12-122C |  | 25211 |  | 8811
|  |  | UNIV PATIENT RM |  | PAVILION CORE TEAM_NRS |  |  | U MI CIT | 12-16 | LEVEL 12 | 12-301 |  | 3 | 3C | PT PHONE | WIRED SPARE | SPARE |  | CAPSULE P-P |  |  |  | IDF 12-122C |  | 25216
|  |  | UNIV PATIENT RM |  | PAVILION CORE TEAM_NRS |  |  | U MI CIT | 12-17 | LEVEL 12 | 12-303 |  | 3 | 3C | PT PHONE | WIRED SPARE | SPARE |  | CAPSULE P-P |  |  |  | IDF 12-122C |  | 25221
|  |  | UNIV PATIENT RM |  | PAVILION CORE TEAM_NRS |  |  | U MI CIT | 12-18 | LEVEL 12 | 12-305 |  | 3 | 3C | PT PHONE | WIRED SPARE | SPARE |  | CAPSULE P-P |  |  |  | IDF 12-122C |  | 25232
|  |  | UNIV PATIENT RM |  | PAVILION CORE TEAM_NRS |  |  | U MI CIT | 12-19 | LEVEL 12 | 12-307 |  | 3 | 3C | PT PHONE | WIRED SPARE | SPARE |  | CAPSULE P-P |  |  |  | IDF 12-122C |  | 25238
|  |  | UNIV PATIENT RM |  | PAVILION CORE TEAM_NRS |  |  | U MI CIT | 12-20 | LEVEL 12 | 12-309 |  | 3 | 3C | PT PHONE | WIRED SPARE | SPARE |  | CAPSULE P-P |  |  |  | IDF 12-122C |  | 25248
|  |  | UNIV PATIENT RM |  | PAVILION CORE TEAM_NRS |  |  | U MI CIT | 12-21 | LEVEL 12 | 12-311 |  | 3 | 3C | PT PHONE | WIRED SPARE | SPARE |  | CAPSULE P-P |  |  |  | IDF 12-334C |  | 25309
|  |  | UNIV PATIENT RM |  | PAVILION CORE TEAM_NRS |  |  | U MI CIT | 12-22 | LEVEL 12 | 12-313 |  | 3 | 3C | PT PHONE | WIRED SPARE | SPARE |  | CAPSULE P-P |  |  |  | IDF 12-334C |  | 25324
|  |  | UNIV PATIENT RM |  | PAVILION CORE TEAM_NRS |  |  | U MI CIT | 12-23 | LEVEL 12 | 12-315 |  | 3 | 3C | PT PHONE | WIRED SPARE | SPARE |  | CAPSULE P-P |  |  |  | IDF 12-334C |  | 25341
|  |  | UNIV ISO PATIENT RM |  | PAVILION CORE TEAM_NRS |  |  | U MI CIT | 12-24 | LEVEL 12 | 12-317 |  | 3 | 3C | PT PHONE | WIRED SPARE | SPARE |  | CAPSULE P-P |  |  |  | IDF 12-334C |  | 25347
|  |  | UNIV PATIENT RM |  | PAVILION CORE TEAM_NRS |  |  | U MI CIT | 12-25 | LEVEL 12 | 12-319 |  | 3 | 3C | PT PHONE | WIRED SPARE | SPARE |  | CAPSULE P-P |  |  |  | IDF 12-334C |  | 25348
|  |  | UNIV PATIENT RM |  | PAVILION CORE TEAM_NRS |  |  | U MI CIT | 12-26 | LEVEL 12 | 12-321 |  | 3 | 3C | PT PHONE | WIRED SPARE | SPARE |  | CAPSULE P-P |  |  |  | IDF 12-334C |  | 25349
|  |  | UNIV PATIENT RM |  | PAVILION CORE TEAM_NRS |  |  | U MI CIT | 12-27 | LEVEL 12 | 12-323 |  | 3 | 3C | PT PHONE | WIRED SPARE | SPARE |  | CAPSULE P-P |  |  |  | IDF 12-334C |  | 25382
|  |  | UNIV PATIENT RM |  | PAVILION CORE TEAM_NRS |  |  | U MI CIT | 12-28 | LEVEL 12 | 12-325 |  | 3 | 3C | PT PHONE | WIRED SPARE | SPARE |  | CAPSULE P-P |  |  |  | IDF 12-334C |  | 25390
|  |  | UNIV PATIENT RM |  | PAVILION CORE TEAM_NRS |  |  | U MI CIT | 12-29 | LEVEL 12 | 12-327 |  | 3 | 3C | PT PHONE | WIRED SPARE | SPARE |  | CAPSULE P-P |  |  |  | IDF 12-438C |  | 25402
|  |  | UNIV PATIENT RM |  | PAVILION CORE TEAM_NRS |  |  | U MI CIT | 12-30 | LEVEL 12 | 12-329 |  | 3 | 3C | PT PHONE | WIRED SPARE | SPARE |  | CAPSULE P-P |  |  |  | IDF 12-438C |  | 25403
|  |  | UNIV PATIENT RM |  | PAVILION CORE TEAM_NRS |  |  | U MI CIT | 12-31 | LEVEL 12 | 12-331 |  | 3 | 3C | PT PHONE | WIRED SPARE | SPARE |  | CAPSULE P-P |  |  |  | IDF 12-438C |  | 25404
|  |  | UNIV ISO PATIENT RM ADA |  | PAVILION CORE TEAM_NRS |  |  | U MI CIT | 12-32 | LEVEL 12 | 12-333 |  | 3 | 3C | PT PHONE | WIRED SPARE | SPARE |  | CAPSULE P-P |  |  |  | IDF 12-438C |  | 25423
|  |  | UNIV PATIENT RM |  | PAVILION CORE TEAM_NRS |  |  | U MI CIT | 12-33 | LEVEL 12 | 12-401 |  | 3 | 3C | PT PHONE | WIRED SPARE | SPARE |  | CAPSULE P-P |  |  |  | IDF 12-438C |  | 25424
|  |  | UNIV PATIENT RM |  | PAVILION CORE TEAM_NRS |  |  | U MI CIT | 12-34 | LEVEL 12 | 12-403 |  | 3 | 3C | PT PHONE | WIRED SPARE | SPARE |  | CAPSULE P-P |  |  |  | IDF 12-438C |  | 25428
|  |  | UNIV PATIENT RM |  | PAVILION CORE TEAM_NRS |  |  | U MI CIT | 12-35 | LEVEL 12 | 12-405 |  | 3 | 3C | PT PHONE | WIRED SPARE | SPARE |  | CAPSULE P-P |  |  |  | IDF 12-438C |  | 25445
|  |  | UNIV PATIENT RM |  | PAVILION CORE TEAM_NRS |  |  | U MI CIT | 12-36 | LEVEL 12 | 12-407 |  | 3 | 3C | PT PHONE | WIRED SPARE | SPARE |  | CAPSULE P-P |  |  |  | IDF 12-438C |  | 25447
|  |  | UNIV PATIENT RM |  | PAVILION CORE TEAM_NRS |  |  | U MI CIT | 12-37 | LEVEL 12 | 12-409 |  | 3 | 3C | PT PHONE | WIRED SPARE | SPARE |  | CAPSULE P-P |  |  |  | IDF 12-438C |  | 25450
|  |  | UNIV PATIENT RM |  | PAVILION CORE TEAM_NRS |  |  | U MI CIT | 12-38 | LEVEL 12 | 12-411 |  | 3 | 3C | PT PHONE | WIRED SPARE | SPARE |  | CAPSULE P-P |  |  |  | IDF 12-438C |  | 25497
|  |  | UNIV PATIENT RM ADA |  | PAVILION CORE TEAM_NRS |  |  | U MI CIT | 12-39 | LEVEL 12 | 12-413 |  | 3 | 3C | PT PHONE | WIRED SPARE | SPARE |  | CAPSULE P-P |  |  |  | IDF 12-438C |  | 25539
|  |  | UNIV ISO PATIENT RM |  | PAVILION CORE TEAM_NRS |  |  | U MI CIT | 12-40 | LEVEL 12 | 12-501 |  | 3 | 3C | PT PHONE | WIRED SPARE | SPARE |  | CAPSULE P-P |  |  |  | IDF 12-438C |  | 25615
|  |  | UNIV PATIENT RM |  | PAVILION CORE TEAM_NRS |  |  | U MI CIT | 12-41 | LEVEL 12 | 12-503 |  | 4 | 3C | PT PHONE | WIRED SPARE | SPARE |  | CAPSULE P-P |  |  |  | IDF 12-438C |  | 25618
|  |  | UNIV PATIENT RM |  | PAVILION CORE TEAM_NRS |  |  | U MI CIT | 12-42 | LEVEL 12 | 12-505 |  | 3 | 3C | PT PHONE | WIRED SPARE | SPARE |  | CAPSULE P-P |  |  |  | IDF 12-438C |  | 25774
|  |  | UNIV PATIENT RM |  | PAVILION CORE TEAM_NRS |  |  | U MI CIT | 12-43 | LEVEL 12 | 12-507 |  | 3 | 3C | PT PHONE | WIRED SPARE | SPARE |  | CAPSULE P-P |  |  |  | IDF 12-438C |  | 25818
|  |  | UNIV PATIENT RM |  | PAVILION CORE TEAM_NRS |  |  | U MI CIT | 12-44 | LEVEL 12 | 12-509 |  | 3 | 3C | PT PHONE | WIRED SPARE | SPARE |  | CAPSULE P-P |  |  |  | IDF 12-438C |  | 25871
|  |  | UNIV PATIENT RM |  | PAVILION CORE TEAM_NRS |  |  | U MI CIT | 12-45 | LEVEL 12 | 12-511 |  | 3 | 3C | PT PHONE | WIRED SPARE | SPARE |  | CAPSULE P-P |  |  |  | IDF 12-438C |  | 25905
|  |  | UNIV PATIENT RM |  | PAVILION CORE TEAM_NRS |  |  | U MI CIT | 12-46 | LEVEL 12 | 12-513 |  | 3 | 3C | PT PHONE | WIRED SPARE | SPARE |  | CAPSULE P-P |  |  |  | IDF 12-334C |  | 25909
|  |  | UNIV PATIENT RM |  | PAVILION CORE TEAM_NRS |  |  | U MI CIT | 12-47 | LEVEL 12 | 12-515 |  | 3 | 3C | PT PHONE | WIRED SPARE | SPARE |  | CAPSULE P-P |  |  |  | IDF 12-334C |  | 25921
|  |  | UNIV PATIENT RM ADA |  | PAVILION CORE TEAM_NRS |  |  | U MI CIT | 12-48 | LEVEL 12 | 12-517 |  | 3 | 3C | PT PHONE | WIRED SPARE | SPARE |  | CAPSULE P-P |  |  |  | IDF 12-334C |  | 25926
|  |  | ICU PATIENT RM |  | PAVILION CORE TEAM_NRS |  |  | U MI CIT | 5-01 | LEVEL 5 | 5-101 |  | 6 | 1 | PT PHONE | [7 empty] | IDF 5-122C |  | 21017
|  |  | ICU PATIENT RM |  | PAVILION CORE TEAM_NRS |  |  | U MI CIT | 5-02 | LEVEL 5 | 5-103 |  | 6 | 1 | PT PHONE | [7 empty] | IDF 5-122C |  | 21024
|  |  | ICU PATIENT RM |  | PAVILION CORE TEAM_NRS |  |  | U MI CIT | 5-03 | LEVEL 5 | 5-105 |  | 6 | 1 | PT PHONE | [7 empty] | IDF 5-122C |  | 21025
|  |  | ICU PATIENT RM |  | PAVILION CORE TEAM_NRS |  |  | U MI CIT | 5-04 | LEVEL 5 | 5-107 |  | 6 | 1 | PT PHONE | [7 empty] | IDF 5-122C |  | 21026
|  |  | ICU PATIENT RM |  | PAVILION CORE TEAM_NRS |  |  | U MI CIT | 5-05 | LEVEL 5 | 5-109 |  | 6 | 1 | PT PHONE | [7 empty] | IDF 5-122C |  | 21027
|  |  | ICU PATIENT RM |  | PAVILION CORE TEAM_NRS |  |  | U MI CIT | 5-06 | LEVEL 5 | 5-111 |  | 6 | 1 | PT PHONE | [7 empty] | IDF 5-122C |  | 21028
|  |  | ICU PATIENT RM |  | PAVILION CORE TEAM_NRS |  |  | U MI CIT | 5-07 | LEVEL 5 | 5-113 |  | 6 | 1 | PT PHONE | [7 empty] | IDF 5-122C |  | 21029
|  |  | ICU PATIENT RM |  | PAVILION CORE TEAM_NRS |  |  | U MI CIT | 5-08 | LEVEL 5 | 5-115 |  | 6 | 1 | PT PHONE | [7 empty] | IDF 5-122C |  | 21052
|  |  | ICU PATIENT RM |  | PAVILION CORE TEAM_NRS |  |  | U MI CIT | 5-09 | LEVEL 5 | 5-201 |  | 7 | 1 | PT PHONE | [7 empty] | IDF 5-122C |  | 21062
|  |  | ICU PATIENT RM |  | PAVILION CORE TEAM_NRS |  |  | U MI CIT | 5-10 | LEVEL 5 | 5-203 |  | 7 | 1 | PT PHONE | [7 empty] | IDF 5-122C |  | 21064
|  |  | ICU PATIENT RM |  | PAVILION CORE TEAM_NRS |  |  | U MI CIT | 5-11 | LEVEL 5 | 5-205 |  | 7 | 1 | PT PHONE | [7 empty] | IDF 5-122C |  | 21086
|  |  | ICU PATIENT RM |  | PAVILION CORE TEAM_NRS |  |  | U MI CIT | 5-12 | LEVEL 5 | 5-207 |  | 7 | 1 | PT PHONE | [7 empty] | IDF 5-122C |  | 21108
|  |  | ICU PATIENT RM |  | PAVILION CORE TEAM_NRS |  |  | U MI CIT | 5-13 | LEVEL 5 | 5-209 |  | 7 | 1 | PT PHONE | [7 empty] | IDF 5-122C |  | 21139
|  |  | ICU PATIENT RM |  | PAVILION CORE TEAM_NRS |  |  | U MI CIT | 5-14 | LEVEL 5 | 5-211 |  | 7 | 1 | PT PHONE | [7 empty] | IDF 5-122C |  | 21142
|  |  | ICU PATIENT RM |  | PAVILION CORE TEAM_NRS |  |  | U MI CIT | 5-15 | LEVEL 5 | 5-213 |  | 7 | 1 | PT PHONE | [7 empty] | IDF 5-122C |  | 21150
|  |  | ICU ISO PATIENT RM |  | PAVILION CORE TEAM_NRS |  |  | U MI CIT | 5-16 | LEVEL 5 | 5-215 |  | 4 | 1 | PT PHONE | [7 empty] | IDF 5-122C |  | 21159
|  |  | ICU PATIENT RM |  | PAVILION CORE TEAM_NRS |  |  | U MI CIT | 5-17 | LEVEL 5 | 5-219 |  | 5 | 1 | PT PHONE | [7 empty] | IDF 5-238C |  | 21166
|  |  | ICU PATIENT RM |  | PAVILION CORE TEAM_NRS |  |  | U MI CIT | 5-18 | LEVEL 5 | 5-221 |  | 4 | 1 | PT PHONE | [7 empty] | IDF 5-238C |  | 21202
|  |  | ICU PATIENT RM |  | PAVILION CORE TEAM_NRS |  |  | U MI CIT | 5-19 | LEVEL 5 | 5-223 |  | 4 | 1 | PT PHONE | [7 empty] | IDF 5-238C |  | 21327
|  |  | ICU PATIENT RM |  | PAVILION CORE TEAM_NRS |  |  | U MI CIT | 5-20 | LEVEL 5 | 5-225 |  | 4 | 1 | PT PHONE | [7 empty] | IDF 5-238C |  | 21348
|  |  | ICU PATIENT RM |  | PAVILION CORE TEAM_NRS |  |  | U MI CIT | 5-21 | LEVEL 5 | 5-227 |  | 4 | 1 | PT PHONE | [7 empty] | IDF 5-238C |  | 21362
|  |  | ICU PATIENT RM |  | PAVILION CORE TEAM_NRS |  |  | U MI CIT | 5-22 | LEVEL 5 | 5-229 |  | 4 | 1 | PT PHONE | [7 empty] | IDF 5-238C |  | 21373
|  |  | ICU PATIENT RM |  | PAVILION CORE TEAM_NRS |  |  | U MI CIT | 5-23 | LEVEL 5 | 5-231 |  | 4 | 1 | PT PHONE | [7 empty] | IDF 5-238C |  | 21443
|  |  | ICU ISO PATIENT RM |  | PAVILION CORE TEAM_NRS |  |  | U MI CIT | 5-24 | LEVEL 5 | 5-233 |  | 4 | 3 | PT PHONE | WIRED SPARE | SPARE | [5 empty] | IDF 5-238C |  | 21447
| 2A | 2025-04-07 | UNIV PATIENT RM |  | PAVILION CORE TEAM_NRS |  |  | U MI CIT | 8-01 | LEVEL 8 | 8-101 |  | 3 | 3C | PT PHONE | WIRED SPARE | SPARE |  | CAPSULE P-P | CAPSULE P-P |  |  | IDF 8-334C |  | 25928
| 2A | 2025-04-07 | UNIV PATIENT RM |  | PAVILION CORE TEAM_NRS |  |  | U MI CIT | 8-02 | LEVEL 8 | 8-103 |  | 3 | 3C | PT PHONE | WIRED SPARE | SPARE |  | CAPSULE P-P |  |  |  | IDF 8-334C |  | 25949
| 2A | 2025-04-07 | UNIV PATIENT RM |  | PAVILION CORE TEAM_NRS |  |  | U MI CIT | 8-03 | LEVEL 8 | 8-105 |  | 3 | 3C | PT PHONE | WIRED SPARE | SPARE |  | CAPSULE P-P |  |  |  | IDF 8-122C |  | 25963
| 2A | 2025-04-07 | UNIV PATIENT RM |  | PAVILION CORE TEAM_NRS |  |  | U MI CIT | 8-04 | LEVEL 8 | 8-107 |  | 3 | 3C | PT PHONE | WIRED SPARE | SPARE |  | CAPSULE P-P |  |  |  | IDF 8-122C |  | 25969
| 2A | 2025-04-07 | UNIV PATIENT RM |  | PAVILION CORE TEAM_NRS |  |  | U MI CIT | 8-05 | LEVEL 8 | 8-109 |  | 3 | 3C | PT PHONE | WIRED SPARE | SPARE |  | CAPSULE P-P |  |  |  | IDF 8-122C |  | 25975
| 2A | 2025-04-07 | UNIV PATIENT RM |  | PAVILION CORE TEAM_NRS |  |  | U MI CIT | 8-06 | LEVEL 8 | 8-111 |  | 3 | 3C | PT PHONE | WIRED SPARE | SPARE |  | CAPSULE P-P |  |  |  | IDF 8-122C |  | 25976
| 2A | 2025-04-07 | UNIV PATIENT RM |  | PAVILION CORE TEAM_NRS |  |  | U MI CIT | 8-07 | LEVEL 8 | 8-113 |  | 3 | 3C | PT PHONE | WIRED SPARE | SPARE |  | CAPSULE P-P |  |  |  | IDF 8-122C |  | 25981
| 2A | 2025-04-07 | UNIV PATIENT RM |  | PAVILION CORE TEAM_NRS |  |  | U MI CIT | 8-08 | LEVEL 8 | 8-115 |  | 3 | 3C | PT PHONE | WIRED SPARE | SPARE |  | CAPSULE P-P |  |  |  | IDF 8-122C |  | 25985
| 2A | 2025-04-07 | UNIV PATIENT RM ADA |  | PAVILION CORE TEAM_NRS |  |  | U MI CIT | 8-09 | LEVEL 8 | 8-117 |  | 3 | 3C | PT PHONE | WIRED SPARE | SPARE |  | CAPSULE P-P |  |  |  | IDF 8-122C |  | 25986
| 2A | 2025-04-07 | UNIV ISO PATIENT RM |  | PAVILION CORE TEAM_NRS |  |  | U MI CIT | 8-10 | LEVEL 8 | 8-201 |  | 3 | 3C | PT PHONE | WIRED SPARE | SPARE |  | CAPSULE P-P |  |  |  | IDF 8-122C |  | 25987
| 2A | 2025-04-07 | UNIV PATIENT RM |  | PAVILION CORE TEAM_NRS |  |  | U MI CIT | 8-11 | LEVEL 8 | 8-203 |  | 3 | 3C | PT PHONE | WIRED SPARE | SPARE |  | CAPSULE P-P |  |  |  | IDF 8-122C |  | 26001
| 2A | 2025-04-07 | UNIV PATIENT RM |  | PAVILION CORE TEAM_NRS |  |  | U MI CIT | 8-12 | LEVEL 8 | 8-205 |  | 3 | 3C | PT PHONE | WIRED SPARE | SPARE |  | CAPSULE P-P |  |  |  | IDF 8-122C |  | 26009
| 2A | 2025-04-07 | UNIV PATIENT RM |  | PAVILION CORE TEAM_NRS |  |  | U MI CIT | 8-13 | LEVEL 8 | 8-207 |  | 3 | 3C | PT PHONE | WIRED SPARE | SPARE |  | CAPSULE P-P |  |  |  | IDF 8-122C |  | 26014
| 2A | 2025-04-07 | UNIV PATIENT RM |  | PAVILION CORE TEAM_NRS |  |  | U MI CIT | 8-14 | LEVEL 8 | 8-209 |  | 3 | 3C | PT PHONE | WIRED SPARE | SPARE |  | CAPSULE P-P |  |  |  | IDF 8-122C |  | 26036
| 2A | 2025-04-07 | UNIV PATIENT RM ADA |  | PAVILION CORE TEAM_NRS |  |  | U MI CIT | 8-15 | LEVEL 8 | 8-211 |  | 3 | 3C | PT PHONE | WIRED SPARE | SPARE |  | CAPSULE P-P |  |  |  | IDF 8-122C |  | 26044
| 2A | 2025-04-07 | UNIV PATIENT RM |  | PAVILION CORE TEAM_NRS |  |  | U MI CIT | 8-16 | LEVEL 8 | 8-301 |  | 3 | 3C | PT PHONE | WIRED SPARE | SPARE |  | CAPSULE P-P |  |  |  | IDF 8-122C |  | 26053
| 2A | 2025-04-07 | UNIV PATIENT RM |  | PAVILION CORE TEAM_NRS |  |  | U MI CIT | 8-17 | LEVEL 8 | 8-303 |  | 3 | 3C | PT PHONE | WIRED SPARE | SPARE |  | CAPSULE P-P |  |  |  | IDF 8-122C |  | 26071
| 2A | 2025-04-07 | UNIV PATIENT RM |  | PAVILION CORE TEAM_NRS |  |  | U MI CIT | 8-18 | LEVEL 8 | 8-305 |  | 3 | 3C | PT PHONE | WIRED SPARE | SPARE |  | CAPSULE P-P |  |  |  | IDF 8-122C |  | 26078
| 2A | 2025-04-07 | UNIV PATIENT RM |  | PAVILION CORE TEAM_NRS |  |  | U MI CIT | 8-19 | LEVEL 8 | 8-307 |  | 3 | 3C | PT PHONE | WIRED SPARE | SPARE |  | CAPSULE P-P |  |  |  | IDF 8-122C |  | 26083
| 2A | 2025-04-07 | UNIV PATIENT RM |  | PAVILION CORE TEAM_NRS |  |  | U MI CIT | 8-20 | LEVEL 8 | 8-309 |  | 3 | 3C | PT PHONE | WIRED SPARE | SPARE |  | CAPSULE P-P |  |  |  | IDF 8-122C |  | 26135
| 2A | 2025-04-07 | UNIV PATIENT RM |  | PAVILION CORE TEAM_NRS |  |  | U MI CIT | 8-21 | LEVEL 8 | 8-311 |  | 3 | 3C | PT PHONE | WIRED SPARE | SPARE |  | CAPSULE P-P |  |  |  | IDF 8-334C |  | 26146
| 2A | 2025-04-07 | UNIV PATIENT RM |  | PAVILION CORE TEAM_NRS |  |  | U MI CIT | 8-22 | LEVEL 8 | 8-313 |  | 3 | 3C | PT PHONE | WIRED SPARE | SPARE |  | CAPSULE P-P |  |  |  | IDF 8-334C |  | 26152
| 2A | 2025-04-07 | UNIV PATIENT RM |  | PAVILION CORE TEAM_NRS |  |  | U MI CIT | 8-23 | LEVEL 8 | 8-315 |  | 3 | 3C | PT PHONE | WIRED SPARE | SPARE |  | CAPSULE P-P |  |  |  | IDF 8-334C |  | 26159
| 2A | 2025-04-07 | UNIV ISO PATIENT RM ADA |  | PAVILION CORE TEAM_NRS |  |  | U MI CIT | 8-24 | LEVEL 8 | 8-317 |  | 3 | 3C | PT PHONE | WIRED SPARE | SPARE |  | CAPSULE P-P |  |  |  | IDF 8-334C |  | 26160
| 2A | 2025-04-07 | UNIV PATIENT RM |  | PAVILION CORE TEAM_NRS |  |  | U MI CIT | 8-25 | LEVEL 8 | 8-319 |  | 3 | 3C | PT PHONE | WIRED SPARE | SPARE |  | CAPSULE P-P |  |  |  | IDF 8-334C |  | 26207
| 2A | 2025-04-07 | UNIV PATIENT RM |  | PAVILION CORE TEAM_NRS |  |  | U MI CIT | 8-26 | LEVEL 8 | 8-321 |  | 3 | 3C | PT PHONE | WIRED SPARE | SPARE |  | CAPSULE P-P |  |  |  | IDF 8-334C |  | 26215
| 2A | 2025-04-07 | UNIV PATIENT RM |  | PAVILION CORE TEAM_NRS |  |  | U MI CIT | 8-27 | LEVEL 8 | 8-323 |  | 3 | 3C | PT PHONE | WIRED SPARE | SPARE |  | CAPSULE P-P |  |  |  | IDF 8-334C |  | 26225
| 2A | 2025-04-07 | UNIV PATIENT RM |  | PAVILION CORE TEAM_NRS |  |  | U MI CIT | 8-28 | LEVEL 8 | 8-325 |  | 3 | 3C | PT PHONE | WIRED SPARE | SPARE |  | CAPSULE P-P |  |  |  | IDF 8-334C |  | 26233
| 2A | 2025-04-07 | UNIV PATIENT RM |  | PAVILION CORE TEAM_NRS |  |  | U MI CIT | 8-29 | LEVEL 8 | 8-327 |  | 3 | 3C | PT PHONE | WIRED SPARE | SPARE |  | CAPSULE P-P |  |  |  | IDF 8-438C |  | 26242
| 2A | 2025-04-07 | UNIV PATIENT RM |  | PAVILION CORE TEAM_NRS |  |  | U MI CIT | 8-30 | LEVEL 8 | 8-329 |  | 3 | 3C | PT PHONE | WIRED SPARE | SPARE |  | CAPSULE P-P |  |  |  | IDF 8-438C |  | 26243
| 2A | 2025-04-07 | UNIV PATIENT RM |  | PAVILION CORE TEAM_NRS |  |  | U MI CIT | 8-31 | LEVEL 8 | 8-331 |  | 3 | 3C | PT PHONE | WIRED SPARE | SPARE |  | CAPSULE P-P |  |  |  | IDF 8-438C |  | 26263
| 2A | 2025-04-07 | UNIV ISO PATIENT RM ADA |  | PAVILION CORE TEAM_NRS |  |  | U MI CIT | 8-32 | LEVEL 8 | 8-333 |  | 3 | 3C | PT PHONE | WIRED SPARE | SPARE |  | CAPSULE P-P |  |  |  | IDF 8-438C |  | 26301
| 2A | 2025-04-07 | UNIV PATIENT RM |  | PAVILION CORE TEAM_NRS |  |  | U MI CIT | 8-33 | LEVEL 8 | 8-401 |  | 3 | 3C | PT PHONE | WIRED SPARE | SPARE |  | CAPSULE P-P |  |  |  | IDF 8-438C |  | 26326
| 2A | 2025-04-07 | UNIV PATIENT RM |  | PAVILION CORE TEAM_NRS |  |  | U MI CIT | 8-34 | LEVEL 8 | 8-403 |  | 3 | 3C | PT PHONE | WIRED SPARE | SPARE |  | CAPSULE P-P |  |  |  | IDF 8-438C |  | 26342
| 2A | 2025-04-07 | UNIV PATIENT RM |  | PAVILION CORE TEAM_NRS |  |  | U MI CIT | 8-35 | LEVEL 8 | 8-405 |  | 3 | 3C | PT PHONE | WIRED SPARE | SPARE |  | CAPSULE P-P |  |  |  | IDF 8-438C |  | 26347
| 2A | 2025-04-07 | UNIV PATIENT RM |  | PAVILION CORE TEAM_NRS |  |  | U MI CIT | 8-36 | LEVEL 8 | 8-407 |  | 3 | 3C | PT PHONE | WIRED SPARE | SPARE |  | CAPSULE P-P |  |  |  | IDF 8-438C |  | 26353
| 2A | 2025-04-07 | UNIV PATIENT RM |  | PAVILION CORE TEAM_NRS |  |  | U MI CIT | 8-37 | LEVEL 8 | 8-409 |  | 3 | 3C | PT PHONE | WIRED SPARE | SPARE |  | CAPSULE P-P |  |  |  | IDF 8-438C |  | 26374
| 2A | 2025-04-07 | UNIV PATIENT RM |  | PAVILION CORE TEAM_NRS |  |  | U MI CIT | 8-38 | LEVEL 8 | 8-411 |  | 3 | 3C | PT PHONE | WIRED SPARE | SPARE |  | CAPSULE P-P |  |  |  | IDF 8-438C |  | 26379
| 2A | 2025-04-07 | EMU PATIENT RM |  | PAVILION CORE TEAM_NRS |  |  | U MI CIT | 8-39 | LEVEL 8 | 8-413 |  | 4 | 3 | PT PHONE | WIRED SPARE | SPARE | [5 empty] | IDF 8-438C |  | 26385
| 2A | 2025-04-07 | EMU PATIENT RM |  | PAVILION CORE TEAM_NRS |  |  | U MI CIT | 8-40 | LEVEL 8 | 8-415 |  | 4 | 3 | PT PHONE | WIRED SPARE | SPARE | [5 empty] | IDF 8-438C |  | 26386
| 2A | 2025-04-07 | EMU PATIENT RM |  | PAVILION CORE TEAM_NRS |  |  | U MI CIT | 8-41 | LEVEL 8 | 8-417 |  | 4 | 3 | PT PHONE | WIRED SPARE | SPARE | [5 empty] | IDF 8-438C |  | 26390
| 2A | 2025-04-07 | EMU PATIENT RM |  | PAVILION CORE TEAM_NRS |  |  | U MI CIT | 8-42 | LEVEL 8 | 8-419 |  | 4 | 3 | PT PHONE | WIRED SPARE | SPARE | [5 empty] | IDF 8-438C |  | 26391
| 2A | 2025-04-07 | EMU PATIENT RM |  | PAVILION CORE TEAM_NRS |  |  | U MI CIT | 8-43 | LEVEL 8 | 8-421 |  | 4 | 3 | PT PHONE | WIRED SPARE | SPARE | [5 empty] | IDF 8-438C |  | 26392
| 2A | 2025-04-07 | EMU PATIENT RM |  | PAVILION CORE TEAM_NRS |  |  | U MI CIT | 8-44 | LEVEL 8 | 8-423 |  | 4 | 3 | PT PHONE | WIRED SPARE | SPARE | [5 empty] | IDF 8-438C |  | 26396
| 2A | 2025-04-07 | EMU PATIENT RM |  | PAVILION CORE TEAM |  |  | U MI CIT | 8-45 | LEVEL 8 | 8-501 |  | 4 | 3 | PT PHONE | WIRED SPARE | SPARE | [5 empty] | IDF 8-438C |  | 26401
| 2A | 2025-04-07 | EMU PATIENT RM |  | PAVILION CORE TEAM_NRS |  |  | U MI CIT | 8-46 | LEVEL 8 | 8-503 |  | 4 | 3 | PT PHONE | WIRED SPARE | SPARE | [5 empty] | IDF 8-438C |  | 26409
| 2A | 2025-04-07 | EMU PATIENT RM |  | PAVILION CORE TEAM_NRS |  |  | U MI CIT | 8-47 | LEVEL 8 | 8-505 |  | 4 | 3 | PT PHONE | WIRED SPARE | SPARE | [5 empty] | IDF 8-438C |  | 26469
| 2A | 2025-04-07 | EMU PATIENT RM ADA |  | PAVILION CORE TEAM_NRS |  |  | U MI CIT | 8-48 | LEVEL 8 | 8-507 |  | 4 | 3 | PT PHONE | WIRED SPARE | SPARE | [5 empty] | IDF 8-438C |  | 26474
| 2B | 2025-04-07 | UNIV PATIENT RM |  | PAVILION CORE TEAM_NRS |  |  | U MI CIT | 9-01 | LEVEL 9 | 9-101 |  | 4 | 3C | PT PHONE | WIRED SPARE | SPARE |  | CAPSULE P-P |  |  |  | IDF 9-334C |  | 26476
| 2B | 2025-04-07 | UNIV PATIENT RM |  | PAVILION CORE TEAM_NRS |  |  | U MI CIT | 9-02 | LEVEL 9 | 9-103 |  | 3 | 3C | PT PHONE | WIRED SPARE | SPARE |  | CAPSULE P-P | CAPSULE P-P |  |  | IDF 9-334C |  | 26479
| 2B | 2025-04-07 | UNIV PATIENT RM |  | PAVILION CORE TEAM_NRS |  |  | U MI CIT | 9-03 | LEVEL 9 | 9-105 |  | 3 | 3C | PT PHONE | WIRED SPARE | SPARE |  | CAPSULE P-P | CAPSULE P-P |  |  | IDF 9-122C |  | 26494
| 2B | 2025-04-07 | UNIV PATIENT RM |  | PAVILION CORE TEAM_NRS |  |  | U MI CIT | 9-04 | LEVEL 9 | 9-107 |  | 3 | 3C | PT PHONE | WIRED SPARE | SPARE |  | CAPSULE P-P |  |  |  | IDF 9-122C |  | 26505
| 2B | 2025-04-07 | UNIV PATIENT RM |  | PAVILION CORE TEAM_NRS |  |  | U MI CIT | 9-05 | LEVEL 9 | 9-109 |  | 3 | 3C | PT PHONE | WIRED SPARE | SPARE |  | CAPSULE P-P |  |  |  | IDF 9-122C |  | 26506
| 2B | 2025-04-07 | UNIV PATIENT RM |  | PAVILION CORE TEAM_NRS |  |  | U MI CIT | 9-06 | LEVEL 9 | 9-111 |  | 3 | 3C | PT PHONE | WIRED SPARE | SPARE |  | CAPSULE P-P |  |  |  | IDF 9-122C |  | 26516
| 2B | 2025-04-07 | UNIV PATIENT RM |  | PAVILION CORE TEAM_NRS |  |  | U MI CIT | 9-07 | LEVEL 9 | 9-113 |  | 3 | 3C | PT PHONE | WIRED SPARE | SPARE |  | CAPSULE P-P |  |  |  | IDF 9-122C |  | 26517
| 2B | 2025-04-07 | UNIV PATIENT RM |  | PAVILION CORE TEAM_NRS |  |  | U MI CIT | 9-08 | LEVEL 9 | 9-115 |  | 3 | 3C | PT PHONE | WIRED SPARE | SPARE |  | CAPSULE P-P |  |  |  | IDF 9-122C |  | 26543
| 2B | 2025-04-07 | UNIV PATIENT RM ADA |  | PAVILION CORE TEAM_NRS |  |  | U MI CIT | 9-09 | LEVEL 9 | 9-117 |  | 3 | 3C | PT PHONE | WIRED SPARE | SPARE |  | CAPSULE P-P |  |  |  | IDF 9-122C |  | 26549
| 2B | 2025-04-07 | UNIV ISO PATIENT RM |  | PAVILION CORE TEAM_NRS |  |  | U MI CIT | 9-10 | LEVEL 9 | 9-201 |  | 3 | 3C | PT PHONE | WIRED SPARE | SPARE |  | CAPSULE P-P |  |  |  | IDF 9-122C |  | 26566
| 2B | 2025-04-07 | UNIV PATIENT RM |  | PAVILION CORE TEAM_NRS |  |  | U MI CIT | 9-11 | LEVEL 9 | 9-203 |  | 3 | 3C | PT PHONE | WIRED SPARE | SPARE |  | CAPSULE P-P |  |  |  | IDF 9-122C |  | 26589
| 2B | 2025-04-07 | UNIV PATIENT RM |  | PAVILION CORE TEAM_NRS |  |  | U MI CIT | 9-12 | LEVEL 9 | 9-205 |  | 3 | 3C | PT PHONE | WIRED SPARE | SPARE |  | CAPSULE P-P |  |  |  | IDF 9-122C |  | 26591
| 2B | 2025-04-07 | UNIV PATIENT RM |  | PAVILION CORE TEAM_NRS |  |  | U MI CIT | 9-13 | LEVEL 9 | 9-207 |  | 3 | 3C | PT PHONE | WIRED SPARE | SPARE |  | CAPSULE P-P |  |  |  | IDF 9-122C |  | 26605
| 2B | 2025-04-07 | UNIV PATIENT RM |  | PAVILION CORE TEAM_NRS |  |  | U MI CIT | 9-14 | LEVEL 9 | 9-209 |  | 3 | 3C | PT PHONE | WIRED SPARE | SPARE |  | CAPSULE P-P |  |  |  | IDF 9-122C |  | 26623
| 2B | 2025-04-07 | UNIV PATIENT RM ADA |  | PAVILION CORE TEAM_NRS |  |  | U MI CIT | 9-15 | LEVEL 9 | 9-211 |  | 3 | 3C | PT PHONE | WIRED SPARE | SPARE |  | CAPSULE P-P |  |  |  | IDF 9-122C |  | 26659
| 2B | 2025-04-07 | UNIV PATIENT RM |  | PAVILION CORE TEAM_NRS |  |  | U MI CIT | 9-16 | LEVEL 9 | 9-301 |  | 3 | 3C | PT PHONE | WIRED SPARE | SPARE |  | CAPSULE P-P |  |  |  | IDF 9-122C |  | 26705
| 2B | 2025-04-07 | UNIV PATIENT RM |  | PAVILION CORE TEAM_NRS |  |  | U MI CIT | 9-17 | LEVEL 9 | 9-303 |  | 3 | 3C | PT PHONE | WIRED SPARE | SPARE |  | CAPSULE P-P |  |  |  | IDF 9-122C |  | 26717
| 2B | 2025-04-07 | UNIV PATIENT RM |  | PAVILION CORE TEAM_NRS |  |  | U MI CIT | 9-17 | LEVEL 9 | 9-305 |  | 3 | 3C | PT PHONE | WIRED SPARE | SPARE |  | CAPSULE P-P |  |  |  | IDF 9-122C |  | 26739
| 2B | 2025-04-07 | UNIV PATIENT RM |  | PAVILION CORE TEAM_NRS |  |  | U MI CIT | 9-19 | LEVEL 9 | 9-307 |  | 3 | 3C | PT PHONE | WIRED SPARE | SPARE |  | CAPSULE P-P |  |  |  | IDF 9-122C |  | 26763
| 2B | 2025-04-07 | UNIV PATIENT RM |  | PAVILION CORE TEAM_NRS |  |  | U MI CIT | 9-20 | LEVEL 9 | 9-309 |  | 3 | 3C | PT PHONE | WIRED SPARE | SPARE |  | CAPSULE P-P |  |  |  | IDF 9-122C |  | 26768
| 2B | 2025-04-07 | UNIV PATIENT RM |  | PAVILION CORE TEAM_NRS |  |  | U MI CIT | 9-21 | LEVEL 9 | 9-311 |  | 3 | 3C | PT PHONE | WIRED SPARE | SPARE |  | CAPSULE P-P |  |  |  | IDF 9-334C |  | 26774
| 2B | 2025-04-07 | UNIV PATIENT RM |  | PAVILION CORE TEAM_NRS |  |  | U MI CIT | 9-22 | LEVEL 9 | 9-313 |  | 3 | 3C | PT PHONE | WIRED SPARE | SPARE |  | CAPSULE P-P |  |  |  | IDF 9-334C |  | 26781
| 2B | 2025-04-07 | UNIV PATIENT RM |  | PAVILION CORE TEAM_NRS |  |  | U MI CIT | 9-23 | LEVEL 9 | 9-315 |  | 4 | 3C | PT PHONE | WIRED SPARE | SPARE |  | CAPSULE P-P |  |  |  | IDF 9-334C |  | 26783
| 2B | 2025-04-07 | UNIV ISO PATIENT RM |  | PAVILION CORE TEAM_NRS |  |  | U MI CIT | 9-24 | LEVEL 9 | 9-317 |  | 3 | 3C | PT PHONE | WIRED SPARE | SPARE |  | CAPSULE P-P |  |  |  | IDF 9-334C |  | 26832
| 2B | 2025-04-07 | UNIV PATIENT RM |  | PAVILION CORE TEAM_NRS |  |  | U MI CIT | 9-25 | LEVEL 9 | 9-319 |  | 4 | 3C | PT PHONE | WIRED SPARE | SPARE |  | CAPSULE P-P |  |  |  | IDF 9-334C |  | 26835
| 2B | 2025-04-07 | UNIV PATIENT RM |  | PAVILION CORE TEAM_NRS |  |  | U MI CIT | 9-26 | LEVEL 9 | 9-321 |  | 3 | 3C | PT PHONE | WIRED SPARE | SPARE |  | CAPSULE P-P |  |  |  | IDF 9-334C |  | 26840
| 2B | 2025-04-07 | UNIV PATIENT RM |  | PAVILION CORE TEAM_NRS |  |  | U MI CIT | 9-27 | LEVEL 9 | 9-323 |  | 3 | 3C | PT PHONE | WIRED SPARE | SPARE |  | CAPSULE P-P |  |  |  | IDF 9-334C |  | 26841
| 2B | 2025-04-07 | UNIV PATIENT RM |  | PAVILION CORE TEAM_NRS |  |  | U MI CIT | 9-28 | LEVEL 9 | 9-325 |  | 3 | 3C | PT PHONE | WIRED SPARE | SPARE |  | CAPSULE P-P |  |  |  | IDF 9-334C |  | 26843
| 2B | 2025-04-07 | UNIV PATIENT RM |  | PAVILION CORE TEAM_NRS |  |  | U MI CIT | 9-29 | LEVEL 9 | 9-327 |  | 3 | 3C | PT PHONE | WIRED SPARE | SPARE |  | CAPSULE P-P |  |  |  | IDF 9-438C |  | 26844
| 2B | 2025-04-07 | UNIV PATIENT RM |  | PAVILION CORE TEAM_NRS |  |  | U MI CIT | 9-30 | LEVEL 9 | 9-329 |  | 3 | 3C | PT PHONE | WIRED SPARE | SPARE |  | CAPSULE P-P |  |  |  | IDF 9-438C |  | 26860
| 2B | 2025-04-07 | UNIV PATIENT RM |  | PAVILION CORE TEAM_NRS |  |  | U MI CIT | 9-31 | LEVEL 9 | 9-331 |  | 3 | 3C | PT PHONE | WIRED SPARE | SPARE |  | CAPSULE P-P |  |  |  | IDF 9-438C |  | 26869
| 2B | 2025-04-07 | UNIV ISO PATIENT RM ADA |  | PAVILION CORE TEAM_NRS |  |  | U MI CIT | 9-32 | LEVEL 9 | 9-333 |  | 3 | 3C | PT PHONE | WIRED SPARE | SPARE |  | CAPSULE P-P |  |  |  | IDF 9-438C |  | 26870
| 2B | 2025-04-07 | UNIV PATIENT RM |  | PAVILION CORE TEAM_NRS |  |  | U MI CIT | 9-33 | LEVEL 9 | 9-401 |  | 3 | 3C | PT PHONE | WIRED SPARE | SPARE |  | CAPSULE P-P |  |  |  | IDF 9-438C |  | 26872
| 2B | 2025-04-07 | UNIV PATIENT RM |  | PAVILION CORE TEAM_NRS |  |  | U MI CIT | 9-34 | LEVEL 9 | 9-403 |  | 3 | 3C | PT PHONE | WIRED SPARE | SPARE |  | CAPSULE P-P |  |  |  | IDF 9-438C |  | 26881
| 2B | 2025-04-07 | UNIV PATIENT RM |  | PAVILION CORE TEAM_NRS |  |  | U MI CIT | 9-35 | LEVEL 9 | 9-405 |  | 3 | 3C | PT PHONE | WIRED SPARE | SPARE |  | CAPSULE P-P |  |  |  | IDF 9-438C |  | 26946
| 2B | 2025-04-07 | UNIV PATIENT RM |  | PAVILION CORE TEAM_NRS |  |  | U MI CIT | 9-36 | LEVEL 9 | 9-407 |  | 4 | 3C | PT PHONE | WIRED SPARE | SPARE |  | CAPSULE P-P |  |  |  | IDF 9-438C |  | 26981
| 2B | 2025-04-07 | UNIV PATIENT RM |  | PAVILION CORE TEAM_NRS |  |  | U MI CIT | 9-37 | LEVEL 9 | 9-409 |  | 4 | 3C | PT PHONE | WIRED SPARE | SPARE |  | CAPSULE P-P |  |  |  | IDF 9-438C |  | 26990
| 2B | 2025-04-07 | UNIV PATIENT RM |  | PAVILION CORE TEAM_NRS |  |  | U MI CIT | 9-38 | LEVEL 9 | 9-411 |  | 3 | 3C | PT PHONE | WIRED SPARE | SPARE |  | CAPSULE P-P |  |  |  | IDF 9-438C |  | 26992
| 2B | 2025-04-07 | UNIV PATIENT RM ADA |  | PAVILION CORE TEAM_NRS |  |  | U MI CIT | 9-39 | LEVEL 9 | 9-413 |  | 3 | 3C | PT PHONE | WIRED SPARE | SPARE |  | CAPSULE P-P |  |  |  | IDF 9-438C |  | 26993
| 2B | 2025-04-07 | UNIV ISO PATIENT RM |  | PAVILION CORE TEAM_NRS |  |  | U MI CIT | 9-40 | LEVEL 9 | 9-501 |  | 3 | 3C | PT PHONE | WIRED SPARE | SPARE |  | CAPSULE P-P |  |  |  | IDF 9-438C |  | 26995
| 2B | 2025-04-07 | UNIV PATIENT RM |  | PAVILION CORE TEAM_NRS |  |  | U MI CIT | 9-41 | LEVEL 9 | 9-503 |  | 4 | 3C | PT PHONE | WIRED SPARE | SPARE |  | CAPSULE P-P |  |  |  | IDF 9-438C |  | 28207
| 2B | 2025-04-07 | UNIV PATIENT RM |  | PAVILION CORE TEAM_NRS |  |  | U MI CIT | 9-42 | LEVEL 9 | 9-505 |  | 3 | 3C | PT PHONE | WIRED SPARE | SPARE |  | CAPSULE P-P |  |  |  | IDF 9-438C |  | 28302
| 2B | 2025-04-07 | UNIV PATIENT RM |  | PAVILION CORE TEAM_NRS |  |  | U MI CIT | 9-43 | LEVEL 9 | 9-507 |  | 3 | 3C | PT PHONE | WIRED SPARE | SPARE |  | CAPSULE P-P |  |  |  | IDF 9-438C |  | 28310
| 2B | 2025-04-07 | UNIV PATIENT RM |  | PAVILION CORE TEAM_NRS |  |  | U MI CIT | 9-44 | LEVEL 9 | 9-509 |  | 3 | 3C | PT PHONE | WIRED SPARE | SPARE |  | CAPSULE P-P |  |  |  | IDF 9-438C |  | 28311
| 2B | 2025-04-07 | UNIV PATIENT RM |  | PAVILION CORE TEAM_NRS |  |  | U MI CIT | 9-45 | LEVEL 9 | 9-511 |  | 3 | 3C | PT PHONE | WIRED SPARE | SPARE |  | CAPSULE P-P |  |  |  | IDF 9-438C |  | 28312
| 2B | 2025-04-07 | UNIV PATIENT RM |  | PAVILION CORE TEAM_NRS |  |  | U MI CIT | 9-46 | LEVEL 9 | 9-513 |  | 3 | 3C | PT PHONE | WIRED SPARE | SPARE |  | CAPSULE P-P |  |  |  | IDF 9-334C |  | 28313
| 2B | 2025-04-07 | UNIV PATIENT RM |  | PAVILION CORE TEAM_NRS |  |  | U MI CIT | 9-47 | LEVEL 9 | 9-515 |  | 3 | 3C | PT PHONE | WIRED SPARE | SPARE |  | CAPSULE P-P |  |  |  | IDF 9-334C |  | 28314
| 2B | 2025-04-07 | UNIV PATIENT RM ADA |  | PAVILION CORE TEAM_NRS |  |  | U MI CIT | 9-48 | LEVEL 9 | 9-517 |  | 3 | 3C | PT PHONE | WIRED SPARE | SPARE |  | CAPSULE P-P |  |  |  | IDF 9-334C |  | 28316

## CSS
60-Ann_Arbor-International-CSS
50-Ann_Arbor-North_America-CSS
40-Ann_Arbor-Continental_US-CSS
30-Ann_Arbor-Michigan-Area-Codes-CSS
20-Ann_Arbor-Local-Toll-CSS
10-Ann_Arbor-Local-CSS
00-Ann_Arbor-Internal-CSS