## Sheet1
ElementID | Building Name | Level | Serving IDF Room | Room Number | Room Name | Faceplate Position | Faceplate/Jack # | Outlet Config | Data Switch Port A | Patch Panel Port A | Port A | Patch Cable Color Port A | Data Switch Port B | Patch Panel Port B | Port B | Port B Patch Cable Color | Data Switch Port C | Patch Panel Port C | Port C | Port C Patch Cord Color | Data Switch Port D | Patch Panel Port D | Port D | Port D Patch Cord Color | Data Switch Port E | Patch Panel Port E | Port E | Port E Patch Panel Color | Data Switch Port F | Patch Panel Port F | Port F | Port F Patch Cable Color | x | Page | DEPT | RVW DATE | UNIT ROOM # | ACTIVATION PHASE | ACTIVATION PHASE DATE | AV Y/N | GC Y/N | Voice Y/N | Apps Y/N | Medical Device Port A | Medical Device Port B | Medical Device Port C | Medical Device Port D | Medical Device Port E | Medical Device Port F | TSP | AV System2 | Other | Order Info | Deployment Date | GCX | GCX Notes | PC Term ID | PC Term ID 2 | Printer Term ID | Printer Term ID2 | Service Tier | Public Access Image | Intune Image | Standard Image | Kiosk Image | Optiplex AIO Monitor | Micro PC All-In-One | (Wireless Connection) Micro PC | SFF PC | PACS Tower, 5860 Custom | Performance SFF PC | Laptops | Docking Station | 32-inch 4K Monitors on Stands | # 24-inch Dell Monitors on Arms | # 24-inch Dell Monitors on Stands | 24-inch ELO Displays | Privacy Screen | Keyboard Mouse (wired) | Keyboard Mouse (wireless) | Seal Shield Keyboard Mouse Waterproof | Paper Scanner | Wired Barcode Scanner | Wireless Barcode Scanner | Tap n Go | IV Prep Full WoW Loadout | IV Prep Datalogic Gryphon I GBT4500-HC Scanner | IV Prep Zebra printer ZD421 | Epic Document Scanner | Column4 | Fujitsu Document Scanner | Xerox Color CT Printer Only | Xerox CT B/W Printer Only | Xerox Color CT MFD w/o fax | Xerox B/W CT MFD w/o fax | Xerox Color CT MFD w/fax | Xerox B/W CT MFD w/fax | Color Xerox MFD Floor model | WoW Cart | COPE iPhone | UCC iPhone | iPad | TC 52 | CT Label Zebra Printer | Industrial Zebra Label Printer | Specimen Zebra Label Printer | RX Label Printer | Downtime Setup | Workstation ID to Clone | Jabber | 881 or 6901 | Conference Phone | Wall Phone | Patient Phone | RED Phone | OtherANLG= FAX -Cordless -Outside- CCARD | Department Specific Applications | Special Requirements? (P2Ps, fiber, etc.) | COMMENTS | CHANGE LOG
7091591 | U MI CIT | LEVEL 10 | IDF 10-122C | 10-214 | COMMUNAL TEAMING | 1 |  | AV |  |  | FAX |  |  |  | PRINTER | [19 empty] | UNIVERSAL PATIENT STAFF | 2024-03-19 |  | 3 | 2025-05-19 | Y | [18 empty] | PRT-PAV1004 |  | 0 | [18 empty] | 0 |  | 0 | [13 empty] | 1 | [5 empty] | 8 |  |  |  |  | 0 | [8 empty] | ANLG-FAX |  |  | New DID, CSS 40, no VM: FAX NEED JACK
4495395 | U MI CIT | LEVEL 2A | IDF 2A-503C | 2A-001 | ENTRY | 3 |  | 3 |  | R2-C-06 | PHONE/WORKSTATION |  |  | R2-C-11 | WIRED SPARE |  |  | R2-A-11 | SPARE |  |  | R2-A-18 |  |  |  | R2-A-19 |  |  |  | R2-A-20 |  |  |  |  | PATHOLOGY-DEC SVC | 2024-03-15 |  | 0 |  |  |  | Y | [14 empty] | WSPA0907 |  |  |  | 0 |  |  | 1 |  |  |  |  | 1 | [6 empty] | 2 |  |  | 1 | 0 |  | 0 | [24 empty] | 0 |  |  |  | 8811 | [7 empty] | New DID, CSS 40, no VM
11121206 | U MI CIT | LEVEL 2A | IDF 2A-503C | 2A-001 | ENTRY | 4 |  | 3 |  | R2-C-06 | PHONE/WORKSTATION |  |  | R2-C-11 | WIRED SPARE |  |  | R2-A-11 | SPARE |  |  | R2-A-18 |  |  |  | R2-A-19 |  |  |  | R2-A-20 |  |  |  |  | PATHOLOGY-DEC SVC | 2024-03-15 |  | 0 |  |  |  | Y | [14 empty] | WSPA0908 |  |  |  | 0 |  |  | 1 |  |  |  |  | 1 | [6 empty] | 2 |  |  | 1 | 0 |  | 0 | [24 empty] | 0 |  |  |  | 8811 | [7 empty] | New DID, CSS 40, no VM
4506187 | U MI CIT | LEVEL 2A | MDF 2A-338C | 2A-214 | PATIENT EQUIPMENT STORAGE | 3 |  | 3 |  | R5-B-16 | WORKSTATION |  |  | R6-B-05 | WIRED SPARE |  |  | R6-B-03 | SPARE |  |  | R6-F-13 |  |  |  | R6-F-14 |  |  |  | R6-F-15 |  |  |  |  | Patient Equipment | 2024-02-12 |  | 7 |  | N | Y | Y | [14 empty] | WSMT0075 |  |  |  | 0 |  |  | 1 |  |  |  |  | 1 | [6 empty] | 1 |  |  | 1 | 0 |  | 0 | [24 empty] | 0
8329854 | U MI CIT | LEVEL 2A | MDF 2A-338C | 2A-214 | PATIENT EQUIPMENT STORAGE | 4 |  | 3 |  | R5-B-16 | WORKSTATION |  |  | R6-B-05 | PRINTER |  |  | R6-B-03 | SPARE |  |  | R6-F-13 |  |  |  | R6-F-14 |  |  |  | R6-F-15 |  |  |  |  | Patient Equipment | 2024-02-12 |  | 7 |  | N | Y | Y | [16 empty] | PRT-PAV2A07 |  | 0 | [11 empty] | 1 |  | 1 |  |  |  | 1 | 0 |  | 0 | [9 empty] | 1 | [14 empty] | 0 | [11 empty] | PRINTER (ADD)
6567337 | U MI CIT | LEVEL 2A | MDF 2A-338C | 2A-214 | PATIENT EQUIPMENT STORAGE | 1 |  | AV |  | R5-B-16 | MEDICAL DIGITAL SIGN MONITORING |  |  | R6-B-05 | MEDICAL DIGITAL SIGN CORE PC |  |  | R6-B-03 |  |  |  | R6-F-13 |  |  |  | R6-F-14 |  |  |  | R6-F-15 |  |  |  |  | Patient Equipment | 2024-02-12 |  | 7 |  | Y | Y | Y | [7 empty] | Patient Equipment | MD | [9 empty] | 0 | [18 empty] | 0 |  | 0 | [24 empty] | 0
6567357 | U MI CIT | LEVEL 2A | MDF 2A-338C | 2A-214 | PATIENT EQUIPMENT STORAGE | 2 |  | AV |  | R5-B-16 | MEDICAL DIGITAL SIGN MONITORING |  |  | R6-B-05 | MEDICAL DIGITAL SIGN CORE PC |  |  | R6-B-03 |  |  |  | R6-F-13 |  |  |  | R6-F-14 |  |  |  | R6-F-15 |  |  |  |  | Patient Equipment | 2024-02-12 |  | 7 |  | Y | Y | Y | [7 empty] | Patient Equipment | MD | [9 empty] | 0 | [18 empty] | 0 |  | 0 | [24 empty] | 0
4496592 | U MI CIT | LEVEL 2A | IDF 2A-503C | 2A-001B | VIEWING ROOM | 1 |  | W |  | R2-C-06 | PHONE |  |  | R2-C-11 |  |  |  | R2-A-11 |  |  |  | R2-A-18 |  |  |  | R2-A-19 |  |  |  | R2-A-20 |  |  |  |  | PATHOLOGY-DEC SVCS | 2024-03-15 |  | 7 |  |  |  | Y | [18 empty] | 0 | [18 empty] | 0 |  | 0 | [24 empty] | 0 |  |  |  | 6901 | [7 empty] | New DID, CSS 40, no VM
6568750 | U MI CIT | LEVEL 3 | IDF 3-304C | 3-426 | SPEECH OFFICE/ EXAM | 1 |  | 3 |  |  | PHONE/WORKSTATION |  |  |  | WIRED SPARE |  |  |  | SPARE | [15 empty] | Speech Therapy | 2024-02-12 |  |  |  | N | Y | Y | [14 empty] | LTOT0309 |  |  |  | 0 |  |  | 1 | [7 empty] | 1 | 1 |  | 1 |  |  |  | 1 | 0 |  | 0 | [24 empty] | 0 |  |  |  | 8811 | [7 empty] | TBD or UCC?
6568848 | U MI CIT | LEVEL 3 | IDF 3-304C | 3-428 | WORKROOM, SPEECH THERAPY | 1 |  | 3 |  |  | WORKSTATION |  |  |  | WIRED SPARE |  |  |  | SPARE | [15 empty] | Speech Therapy | 2024-02-12 |  |  |  | N | Y | [15 empty] | LTOT0306 |  |  |  | 0 |  |  | 1 | [7 empty] | 1 | 1 |  | 1 |  |  |  | 1 | 0 |  | 0 | [24 empty] | 0
6568730 | U MI CIT | LEVEL 3 | IDF 3-304C | 3-428 | WORKROOM, SPEECH THERAPY | 2 |  | 3 |  |  | PHONE/WORKSTATION |  |  |  | WIRED SPARE |  |  |  | SPARE | [15 empty] | Speech Therapy | 2024-02-12 |  |  |  | N | Y | Y | [14 empty] | LTOT0307 |  |  |  | 0 |  |  | 1 | [7 empty] | 1 | 1 |  | 1 |  |  |  | 1 | 0 |  | 0 | [24 empty] | 0 |  |  |  | 8811 | [7 empty] | TBD or UCC?
6568868 | U MI CIT | LEVEL 3 | IDF 3-304C | 3-428 | WORKROOM, SPEECH THERAPY | 3 |  | 3 |  |  | WORKSTATION |  |  |  | PRINTER |  |  |  | SPARE | [15 empty] | Speech Therapy | 2024-02-12 |  |  |  | N | Y | [15 empty] | LTOT0308 |  | PRT-PAV0319 |  | 0 |  |  | 1 | [7 empty] | 1 | 1 |  | 1 |  |  |  | 1 | 0 |  | 0 | [12 empty] | 1 | [11 empty] | 0 | [11 empty] | PRINTER (ADD)
6568710 | U MI CIT | LEVEL 3 | IDF 3-304C | 3-432 | SPEECH OFFICE/ EXAM | 1 |  | 3 |  |  | PHONE/WORKSTATION |  |  |  | WIRED SPARE |  |  |  | SPARE | [15 empty] | Speech Therapy | 2024-02-12 |  |  |  | N | Y | Y | [14 empty] | LTOT0310 |  |  |  | 0 |  |  | 1 | [7 empty] | 1 | 1 |  | 1 |  |  |  | 1 | 0 |  | 0 | [24 empty] | 0 |  |  |  | 8811 | [7 empty] | TBD or UCC?
4510485 | U MI CIT | LEVEL 3 | IDF 3-304C | 3-001A | RECEPTION | 1 |  | 3 |  |  | PHONE/WORKSTATION |  |  |  | WORKSTATION |  |  |  | SPARE | [15 empty] | Entrance Services | 2024-02-13 |  |  |  | N | Y | Y | Y | [13 empty] | WSPV0178 | WSPV0179 |  |  | 0 |  |  | 2 |  |  |  |  | 2 | [6 empty] | 3 |  | 3 | 2 | 0 |  | 0 | [24 empty] | 0 |  | Vendormate |  | 8811 | [7 empty] | same DID on all phones, CSS 40, no VM - no red phones, no fax needed
4510501 | U MI CIT | LEVEL 3 | IDF 3-304C | 3-001A | RECEPTION | 2 |  | 3 |  |  | PHONE/WORKSTATION |  |  |  | WIRED SPARE |  |  |  | SPARE | [15 empty] | Entrance Services | 2024-02-13 |  |  |  | N | Y | Y | Y | [13 empty] | WSPV0180 |  |  |  | 0 |  |  | 1 |  |  |  |  | 1 | [6 empty] | 2 |  | 2 | 1 | 0 |  | 0 | [24 empty] | 0 |  |  |  | 8811 | [7 empty] | same DID on all phones, CSS 40, no VM - no red phones, no fax needed
10517265 | U MI CIT | LEVEL 3 | IDF 3-304C | 3-001A | RECEPTION | 5 |  | 3 |  |  | PHONE/WORKSTATION |  |  |  | PRINTER |  |  |  | SPARE | [15 empty] | Entrance Services | 2024-02-13 |  |  |  | N | Y | Y | Y | [13 empty] | WSPV0181 |  | PRT-PAV0311 |  | 0 |  |  | 1 |  |  |  |  | 1 | [6 empty] | 2 |  | 2 | 1 | 0 |  | 0 | [10 empty] | 1 | [13 empty] | 0 |  |  |  | 8811 | [7 empty] | same DID on all phones, CSS 40, no VM - no red phones, no fax needed
10517351 | U MI CIT | LEVEL 3 | IDF 3-304C | 3-001A | RECEPTION | 4 |  | 0 |  |  | FUTURE | [23 empty] | Entrance Services | 2024-02-13 |  |  |  | N | Y | [19 empty] | 0 | [18 empty] | 0 |  | 0 | [24 empty] | 0
10517399 | U MI CIT | LEVEL 3 | IDF 3-304C | 3-001A | RECEPTION | 6 |  | AV |  |  | WIRED SPARE |  |  |  | WIRED SPARE | [19 empty] | Entrance Services | 2024-02-13 |  |  |  | Y | Y | [19 empty] | 0 | [18 empty] | 0 |  | 0 | [24 empty] | 0
4371643 | U MI CIT | LEVEL 3 | IDF 3-304C | 3-013 | SECURITY/ LOST AND FOUND | 1 |  | 3 |  |  | WORKSTATION |  |  |  | WIRED SPARE |  |  |  | SPARE | [15 empty] | SECURITY | 2024-02-13 |  |  |  | N | Y | [19 empty] | 0 |  |  | 1 |  |  |  |  | 1 | [5 empty] | 2 |  |  | 2 | 1 | 0 |  | 0 | [24 empty] | 0
4371743 | U MI CIT | LEVEL 3 | IDF 3-304C | 3-013 | SECURITY/ LOST AND FOUND | 2 |  | 3 |  |  | PHONE/WORKSTATION |  |  |  | WIRED SPARE |  |  |  | SPARE | [15 empty] | SECURITY | 2024-02-13 |  |  |  | N | Y | Y | [14 empty] | WSSC0282 |  |  |  | 0 |  |  | 1 |  |  |  |  | 1 | [5 empty] | 1 |  |  | 1 | 1 | 0 |  | 0 | [24 empty] | 0 |  |  |  | 8811 | [7 empty] | New DID, CSS 40, no VM
4371779 | U MI CIT | LEVEL 3 | IDF 3-304C | 3-013 | SECURITY/ LOST AND FOUND | 4 |  | 3 |  |  | WORKSTATION |  |  |  | PRINTER |  |  |  | SPARE | [15 empty] | SECURITY | 2024-02-13 |  |  |  | N | Y | [17 empty] | PRT-PAV0314 |  | 0 | [18 empty] | 0 |  | 0 | [11 empty] | 1 | [12 empty] | 0
10706396 | U MI CIT | LEVEL 3 | IDF 3-304C | 3-013 | SECURITY/ LOST AND FOUND | 3 |  | FA |  |  | FIRE ALARM |  |  |  | FIRE ALARM | [19 empty] | SECURITY | 2024-02-13 |  |  |  | N | Y | [19 empty] | 0 | [18 empty] | 0 |  | 0 | [24 empty] | 0
6673002 | U MI CIT | LEVEL 5 | IDF 5-304C | 5-504 | PATIENT BELONGINGS | 1 |  | 3 |  |  | WIRED SPARE |  |  |  | WIRED SPARE |  |  |  | WIRED SPARE | [15 empty] | Security | 2024-02-13 |  |  |  | N | N |  | N | [7 empty] | N | [9 empty] | 0 | [18 empty] | 0 |  | 0 | [24 empty] | 0
4361130 | U MI CIT | LEVEL 3 | IDF 3-304C | 3-436 | DIALYSIS EQUIPMENT/PROCESSING | 1 |  | 3 |  |  | WORKSTATION |  |  |  | WIRED SPARE |  |  |  | SPARE | [15 empty] | DIALYSIS | 2024-02-19 | [20 empty] | WSPV0192 |  |  |  | 0 |  |  | 1 |  |  |  |  | 1 | [5 empty] | 2 |  |  |  | 1 | 0 |  | 0 | [24 empty] | 0 | [11 empty] | No phone per Joy and clin eng 2/19/24
4363782 | U MI CIT | LEVEL 3 | IDF 3-304C | 3-436 | DIALYSIS EQUIPMENT/PROCESSING | 2 |  | 3 |  |  | WIRED SPARE |  |  |  | WIRED SPARE |  |  |  | WIRED SPARE | [15 empty] | DIALYSIS | 2024-02-19 | [24 empty] | 0 | [18 empty] | 0 |  | 0 | [24 empty] | 0
4361090 | U MI CIT | LEVEL 3 | IDF 3-304C | 3-436 | DIALYSIS EQUIPMENT/PROCESSING | 3 |  | 3 |  |  | WIRED SPARE |  |  |  | WIRED SPARE |  |  |  | WIRED SPARE | [15 empty] | DIALYSIS | 2024-02-19 | [24 empty] | 0 | [18 empty] | 0 |  | 0 | [24 empty] | 0
4361110 | U MI CIT | LEVEL 3 | IDF 3-304C | 3-436 | DIALYSIS EQUIPMENT/PROCESSING | 4 |  | 3 |  |  | WIRED SPARE |  |  |  | WIRED SPARE |  |  |  | WIRED SPARE | [15 empty] | DIALYSIS | 2024-02-19 | [24 empty] | 0 | [18 empty] | 0 |  | 0 | [24 empty] | 0
7468048 | U MI CIT | LEVEL 10 | IDF 10-122C | 10-224 | RT STORAGE | 1 |  | 3 |  |  | WIRED SPARE |  |  |  | WIRED SPARE |  |  |  | WIRED SPARE | [15 empty] | RESPIRATORY THERAPY | 2024-02-22 |  | 3 | 2025-05-19 | [21 empty] | 0 | [18 empty] | 0 |  | 0 | [24 empty] | 0
7469141 | U MI CIT | LEVEL 11 | IDF 11-122C | 11-224 | RT STORAGE | 1 |  | 3 |  |  | WIRED SPARE |  |  |  | WIRED SPARE |  |  |  | WIRED SPARE | [15 empty] | RESPIRATORY THERAPY | 2024-02-22 |  | 3 | 2025-05-19 | [21 empty] | 0 | [18 empty] | 0 |  | 0 | [24 empty] | 0
7470190 | U MI CIT | LEVEL 12 | IDF 12-122C | 12-224 | RT STORAGE | 1 |  | 3 |  |  | WIRED SPARE |  |  |  | WIRED SPARE |  |  |  | WIRED SPARE | [15 empty] | RESPIRATORY THERAPY | 2024-02-22 | [24 empty] | 0 | [18 empty] | 0 |  | 0 | [24 empty] | 0
6645056 | U MI CIT | LEVEL 12 | IDF 12-122C | 12-228 | POCT | 1 |  | 3 |  |  | PHONE/WORKSTATION |  |  |  | LABEL PRINTER |  |  |  | SPARE | [15 empty] | RESPIRATORY THERAPY | 2024-02-22 | [5 empty] | Y | [12 empty] | 1 | flush - monitor, PC, keyboard, mouse, label printer | WSRP0097 |  | PRT-PAV1220 |  | 0 |  |  | 1 |  |  | 1 | [7 empty] | 1 |  |  |  | 1 | 0 |  | 0 | [23 empty] | 1 | 0 |  |  |  | 8811 | [7 empty] | New DID, CSS 40, no VM, PRINTER (ADD), PATHOLOGY LABEL PRINTER
4366363 | U MI CIT | LEVEL 3 | IDF 3-304C | 3-402B | VENT CLEAN | 1 |  | 3 |  |  | MEDICAL EQUIPMENT-MOBILE |  |  |  | WIRED SPARE |  |  |  | SPARE | [15 empty] | RESPIRATORY THERAPY | 2024-02-22 | [24 empty] | 0 | [18 empty] | 0 |  | 0 | [24 empty] | 0
4366343 | U MI CIT | LEVEL 3 | IDF 3-304C | 3-402D | RT PROCESS | 1 |  | 3 |  |  | PHONE |  |  |  | MEDICAL EQUIPMENT-MOBILE |  |  |  | SPARE | [15 empty] | RESPIRATORY THERAPY | 2024-02-22 | [5 empty] | Y | [18 empty] | 0 | [18 empty] | 0 |  | 0 | [24 empty] | 0 |  |  |  | 8811 | [7 empty] | New DID, CSS 40, no VM
7460697 | U MI CIT | LEVEL 3 | IDF 3-304C | 3-404 | STORAGE - BIPAPS | 1 |  | 3 |  |  | MEDICAL EQUIPMENT-MOBILE |  |  |  | WIRED SPARE |  |  |  | SPARE | [15 empty] | RESPIRATORY THERAPY | 2024-02-22 | [24 empty] | 0 | [18 empty] | 0 |  | 0 | [24 empty] | 0
5486434 | U MI CIT | LEVEL 10 | IDF 10-122C | 10-214F | ADMIN | 1 |  | 3 |  |  | WORKSTATION |  |  |  | FAX |  |  |  | SPARE | [15 empty] | UNIVERSAL PATIENT STAFF | 2024-03-19 |  | 3 | 2025-05-19 | [21 empty] | 0 |  | 1 | [8 empty] | 1 | 1 |  | 2 |  |  |  | 1 | 0 |  | 0 | [24 empty] | 0 |  |  | JABBER (N/E?) | [5 empty] | ANLG-FAX |  |  | Jabber - New or Exist? TBD - CSS 40, VM Yes / FAX - New DID, CSS 40, No VM
4361070 | U MI CIT | LEVEL 3 | IDF 3-304C | 3-406 | RT HUDDLE SPACE | 2 |  | 3 |  |  | WORKSTATION |  |  |  | WIRED SPARE |  |  |  | SPARE | [15 empty] | RESPIRATORY THERAPY | 2024-02-22 |  |  |  | N | Y | [15 empty] | WSRP0092 |  |  |  | 0 |  |  |  | 1 |  | 1 | [8 empty] | 1 |  |  | 1 | 0 |  | 0 | [24 empty] | 0
8430198 | U MI CIT | LEVEL 3 | IDF 3-304C | 3-406 | RT HUDDLE SPACE | 3 |  | 3 |  |  | PHONE/WORKSTATION |  |  |  | WIRED SPARE |  |  |  | SPARE | [15 empty] | RESPIRATORY THERAPY | 2024-02-22 |  |  |  | N | Y | Y | [18 empty] | 0 | [18 empty] | 0 |  | 0 | [24 empty] | 0 |  |  |  | 8811 | [7 empty] | New DID, CSS 40, no VM
4362869 | U MI CIT | LEVEL 3 | IDF 3-304C | 3-406 | RT HUDDLE SPACE | 4 |  | 3 |  |  | WORKSTATION |  |  |  | WIRED SPARE |  |  |  | SPARE | [15 empty] | RESPIRATORY THERAPY | 2024-02-22 |  |  |  | N | Y | [15 empty] | WSRP0093 |  |  |  | 0 |  |  |  | 1 |  | 1 | [8 empty] | 1 |  |  | 1 | 0 |  | 0 | [24 empty] | 0
8429972 | U MI CIT | LEVEL 3 | IDF 3-304C | 3-406 | RT HUDDLE SPACE | 6 |  | 3 |  |  | WORKSTATION |  |  |  | WIRED SPARE |  |  |  | SPARE | [15 empty] | RESPIRATORY THERAPY | 2024-02-22 |  |  |  | N | Y | [19 empty] | 0 | [18 empty] | 0 |  | 0 | [24 empty] | 0
4361010 | U MI CIT | LEVEL 3 | IDF 3-304C | 3-406 | RT HUDDLE SPACE | 7 |  | 3 |  |  | PHONE/WORKSTATION |  |  |  | WIRED SPARE |  |  |  | SPARE | [15 empty] | RESPIRATORY THERAPY | 2024-02-22 |  |  |  | N | Y | Y | [14 empty] | WSRP0094 |  |  |  | 0 |  |  |  | 1 |  | 1 | [8 empty] | 1 |  |  | 1 | 0 |  | 0 | [24 empty] | 0 |  |  |  | 8811 | [7 empty] | New DID, CSS 40, no VM
8430138 | U MI CIT | LEVEL 3 | IDF 3-304C | 3-406 | RT HUDDLE SPACE | 8 |  | 3 |  |  | WORKSTATION |  |  |  | WIRED SPARE |  |  |  | SPARE | [15 empty] | RESPIRATORY THERAPY | 2024-02-22 |  |  |  | N | Y | [19 empty] | 0 | [18 empty] | 0 |  | 0 | [24 empty] | 0
10647538 | U MI CIT | LEVEL 3 | IDF 3-304C | 3-406 | RT HUDDLE SPACE | 9 |  | 3 |  |  | WORKSTATION |  |  |  | WIRED SPARE |  |  |  | SPARE | [15 empty] | RESPIRATORY THERAPY | 2024-02-22 |  |  |  | N | Y | [15 empty] | WSRP0095 |  |  |  | 0 |  |  |  | 1 |  | 1 | [8 empty] | 1 |  |  | 1 | 0 |  | 0 | [24 empty] | 0
4510350 | U MI CIT | LEVEL 3 | IDF 3-304C | 3-406 | RT HUDDLE SPACE | 11 |  | 3 |  |  | PHONE |  |  |  | WIRED SPARE |  |  |  | SPARE | [15 empty] | RESPIRATORY THERAPY | 2024-02-22 |  |  |  | N | Y | Y | [18 empty] | 0 | [18 empty] | 0 |  | 0 | [24 empty] | 0 |  |  |  | 8811 | [7 empty] | New DID, CSS 40, no VM
4363158 | U MI CIT | LEVEL 3 | IDF 3-304C | 3-406 | RT HUDDLE SPACE | 5 |  | AV |  |  | MEDICAL DIGITAL SIGN MONITORING |  |  |  | MEDICAL DIGITAL SIGN CORE PC | [19 empty] | RESPIRATORY THERAPY | 2024-02-22 |  |  |  | Y | Y | [8 empty] | CDIAVS | MD | [9 empty] | 0 | [18 empty] | 0 |  | 0 | [24 empty] | 0 | [11 empty] | furniture interferes with digital sign location
6568454 | U MI CIT | LEVEL 3 | IDF 3-304C | 3-406 | RT HUDDLE SPACE | 10 |  | AV6 |  |  | AV ROOM EQUIPMENT |  |  |  | AV ROOM EQUIPMENT |  |  |  | WIRED SPARE | [7 empty] | WIRED SPARE | [7 empty] | RESPIRATORY THERAPY | 2024-02-22 |  |  |  | Y | Y | [8 empty] | CDIAVS | CR | [9 empty] | 0 | [18 empty] | 0 |  | 0 | [24 empty] | 0
4365196 | U MI CIT | LEVEL 3 | IDF 3-304C | 3-406A | OFFICE | 1 |  | 3 |  |  | PHONE/WORKSTATION |  |  |  | PRINTER |  |  |  | SPARE | [15 empty] | RESPIRATORY THERAPY | 2024-02-22 |  |  |  | N | Y | Y | [14 empty] | WSPV0158 |  | PRT-PAV0313 |  | 0 |  |  | 1 |  |  |  |  | 1 | [5 empty] | 2 |  |  |  | 1 | 0 |  | 0 | [10 empty] | 1 | [7 empty] | 1 | [5 empty] | 0 |  |  |  | 8811 | [7 empty] | New DID, CSS 40, no VM
4361170 | U MI CIT | LEVEL 3 | IDF 3-304C | 3-406A | OFFICE | 2 |  | 3 |  |  | PHONE/WORKSTATION |  |  |  | WIRED SPARE |  |  |  | SPARE | [15 empty] | RESPIRATORY THERAPY | 2024-02-22 |  |  |  | N | Y | Y | [14 empty] | WSPV0159 |  |  |  | 0 |  |  | 1 |  |  |  |  | 1 | [5 empty] | 2 |  |  |  | 1 | 0 |  | 0 | [18 empty] | 1 | [5 empty] | 0 |  |  |  | 8811 | [7 empty] | New DID, CSS 40, no VM (MAY REDUCE PER Mark Konkle)
4362116 | U MI CIT | LEVEL 3 | IDF 3-304C | 3-406B | OFFICE | 1 |  | 3 |  |  | PHONE/WORKSTATION |  |  |  | WIRED SPARE |  |  |  | SPARE | [15 empty] | RESPIRATORY THERAPY | 2024-02-22 |  |  |  | N | Y | Y | [14 empty] | WSPV0160 |  |  |  | 0 |  |  | 1 |  |  |  |  | 1 | [5 empty] | 2 |  |  |  | 1 | 0 |  | 0 | [18 empty] | 1 | [5 empty] | 0 |  |  |  | 8811 | [7 empty] | New DID, CSS 40, no VM (MAY REDUCE PER Mark Konkle)
4362136 | U MI CIT | LEVEL 3 | IDF 3-304C | 3-406B | OFFICE | 2 |  | 3 |  |  | PHONE/WORKSTATION |  |  |  | WIRED SPARE |  |  |  | SPARE | [15 empty] | RESPIRATORY THERAPY | 2024-02-22 |  |  |  | N | Y | Y | [14 empty] | WSPV0161 |  |  |  | 0 |  |  | 1 |  |  |  |  | 1 | [5 empty] | 2 |  |  |  | 1 | 0 |  | 0 | [18 empty] | 1 | [5 empty] | 0 |  |  |  | 8811 | [7 empty] | New DID, CSS 40, no VM
7460451 | U MI CIT | LEVEL 3 | IDF 3-304C | 3-412 | VENT STORAGE | 1 |  | 3 |  |  | WIRED SPARE |  |  |  | WIRED SPARE |  |  |  | WIRED SPARE | [15 empty] | RESPIRATORY THERAPY | 2024-02-22 | [24 empty] | 0 | [18 empty] | 0 |  | 0 | [24 empty] | 0
7460555 | U MI CIT | LEVEL 3 | IDF 3-304C | 3-414 | STORAGE | 1 |  | 3 |  |  | WORKSTATION |  |  |  | WIRED SPARE |  |  |  | SPARE | [15 empty] | RESPIRATORY THERAPY | 2024-02-22 | [18 empty] | 1 | monitor, micro, keyboard, mouse | WSPV0191 |  |  |  | 0 |  |  | 1 |  |  | 1 | [7 empty] | 1 |  |  |  |  | 0 |  | 0 | [24 empty] | 0 | [11 empty] | WORKSTATION (ADD)
4348221 | U MI CIT | LEVEL 5 | IDF 5-238C | 5-254 | RT, POC | 1 |  | 3 |  |  | PHONE/WORKSTATION |  |  |  | LABEL PRINTER |  |  |  | SPARE | [15 empty] | RESPIRATORY THERAPY | 2024-02-22 | [5 empty] | Y | [12 empty] | 1 | flush - monitor, PC, keyboard, mouse, label printer |  |  |  |  | 0 |  |  | 1 |  |  | 1 | [7 empty] | 1 |  |  |  | 1 | 0 |  | 0 | [23 empty] | 1 | 0 |  |  |  | 8811 | [7 empty] | New DID, CSS 40, no VM; PRINTER (ADD), PATHOLOGY LABEL PRINTER
4347863 | U MI CIT | LEVEL 5 | IDF 5-238C | 5-254 | RT, POC | 2 |  | 3 |  |  | MEDICAL EQUIPMENT-FIXED |  |  |  | WIRED SPARE |  |  |  | SPARE | [15 empty] | RESPIRATORY THERAPY | 2024-02-22 | [24 empty] | 0 | [18 empty] | 0 |  | 0 | [24 empty] | 0
4347961 | U MI CIT | LEVEL 5 | IDF 5-238C | 5-256 | OFFICE, RT | 1 |  | 3 |  |  | PHONE/WORKSTATION |  |  |  | WIRED SPARE |  |  |  | SPARE | [15 empty] | RESPIRATORY THERAPY | 2024-02-22 | [5 empty] | Y | [18 empty] | 0 |  |  | 1 |  |  |  |  | 1 | [5 empty] | 2 |  |  |  | 1 | 0 |  | 0 | [24 empty] | 0 |  |  |  | 8811 | [7 empty] | New DID, CSS 40, no VM
6744677 | U MI CIT | LEVEL 5 | IDF 5-238C | 5-256 | OFFICE, RT | 2 |  | 3 |  |  | WORKSTATION |  |  |  | WIRED SPARE |  |  |  | SPARE | [15 empty] | RESPIRATORY THERAPY | 2024-02-22 | [24 empty] | 0 |  |  | 1 |  |  |  |  | 1 | [5 empty] | 1 |  |  |  | 1 | 0 |  | 0 | [24 empty] | 0
7466013 | U MI CIT | LEVEL 8 | IDF 8-438C | 8-352 | RT STORAGE | 1 |  | 3 |  |  | WIRED SPARE |  |  |  | WIRED SPARE |  |  |  | WIRED SPARE | [15 empty] | RESPIRATORY THERAPY | 2024-02-22 |  | 2A | 2025-04-21 | [21 empty] | 0 | [18 empty] | 0 |  | 0 | [24 empty] | 0
4485508 | U MI CIT | LEVEL 9 | IDF 9-334C | 9-106 | NURSES STATION | 2 |  | 3 |  |  | PHONE/WORKSTATION |  |  |  | ANLG-RED PHONE |  |  |  | PRINTER | [15 empty] | NURSES STATION | 2024-09-09 |  | 2B | 2025-04-07 |  |  | Y | [14 empty] | DTPV0900 |  | PRT-PAV0916 |  | 0 |  |  | 1 |  |  |  |  | 1 | [5 empty] | 2 |  |  |  | 1 | 0 |  | 0 | [11 empty] | 1 | [12 empty] | 0 | 1 |  |  | 8811 |  |  |  | RED PHONE |  |  |  | New DID, CSS 40, no VM; RED PHONE
4516533 | U MI CIT | LEVEL 2A | IDF 2A-503C | 2A-001F | VIEWING ROOM | 1 |  | W |  | R2-C-06 | PHONE |  |  | R2-C-11 |  |  |  | R2-A-11 |  |  |  | R2-A-18 |  |  |  | R2-A-19 |  |  |  | R2-A-20 |  |  |  |  | PATHOLOGY-DEC SVCS | 2024-03-15 |  | 7 |  |  |  | Y | [18 empty] | 0 | [18 empty] | 0 |  | 0 | [24 empty] | 0 |  |  |  | 6901 | [7 empty] | New DID, CSS 40, no VM
4497170 | U MI CIT | LEVEL 2A | IDF 2A-503C | 2A-328 | STORAGE/STAGING | 1 |  | 3 |  | R2-C-06 | WIRED SPARE |  |  | R2-C-11 | WIRED SPARE |  |  | R2-A-11 | WIRED SPARE |  |  | R2-A-18 |  |  |  | R2-A-19 |  |  |  | R2-A-20 |  |  |  |  | Facilities Maintenance | 2024-02-23 |  | 1 | 2025-05-19 | N | N | ? | [18 empty] | 0 | [18 empty] | 0 |  | 0 | [24 empty] | 0
4497324 | U MI CIT | LEVEL 2A | IDF 2A-503C | 2A-328 | STORAGE/STAGING | 2 |  | 3 |  | R2-C-06 | WIRED SPARE |  |  | R2-C-11 | WIRED SPARE |  |  | R2-A-11 | WIRED SPARE |  |  | R2-A-18 |  |  |  | R2-A-19 |  |  |  | R2-A-20 |  |  |  |  | Facilities Maintenance | 2024-02-23 |  | 1 | 2025-05-19 | N | N | ? | [18 empty] | 0 | [18 empty] | 0 |  | 0 | [24 empty] | 0
4497522 | U MI CIT | LEVEL 2A | IDF 2A-503C | 2A-328 | STORAGE/STAGING | 4 |  | 3 |  | R2-C-06 | WIRED SPARE |  |  | R2-C-11 | WIRED SPARE |  |  | R2-A-11 | WIRED SPARE |  |  | R2-A-18 |  |  |  | R2-A-19 |  |  |  | R2-A-20 |  |  |  |  | Facilities Maintenance | 2024-02-23 |  | 1 | 2025-05-19 | N | N | ? | [18 empty] | 0 | [18 empty] | 0 |  | 0 | [24 empty] | 0
4813504 | U MI CIT | LEVEL 2A | IDF 2A-503C | 2A-328 | STORAGE/STAGING | 5 |  | 3 |  | R2-C-06 | WIRED SPARE |  |  | R2-C-11 | WIRED SPARE |  |  | R2-A-11 | WIRED SPARE |  |  | R2-A-18 |  |  |  | R2-A-19 |  |  |  | R2-A-20 |  |  |  |  | Facilities Maintenance | 2024-02-23 |  | 1 | 2025-05-19 | N | N | ? | [18 empty] | 0 | [18 empty] | 0 |  | 0 | [24 empty] | 0
4497758 | U MI CIT | LEVEL 2A | IDF 2A-503C | 2A-328 | STORAGE/STAGING | 6 |  | 3 |  | R2-C-06 | WIRED SPARE |  |  | R2-C-11 | WIRED SPARE |  |  | R2-A-11 | WIRED SPARE |  |  | R2-A-18 |  |  |  | R2-A-19 |  |  |  | R2-A-20 |  |  |  |  | Facilities Maintenance | 2024-02-23 |  | 1 | 2025-05-19 | N | N | ? | [18 empty] | 0 | [18 empty] | 0 |  | 0 | [24 empty] | 0
4495183 | U MI CIT | LEVEL 2A | IDF 2A-503C | 2A-332A | CONTRACTOR STAGING | 1 |  | 3 |  | R2-C-06 | WIRED SPARE |  |  | R2-C-11 | WIRED SPARE |  |  | R2-A-11 | WIRED SPARE |  |  | R2-A-18 |  |  |  | R2-A-19 |  |  |  | R2-A-20 |  |  |  |  | Facilities Maintenance | 2024-02-23 |  | 1 | 2025-05-19 | N | N | ? | [18 empty] | 0 | [18 empty] | 0 |  | 0 | [24 empty] | 0
4495263 | U MI CIT | LEVEL 2A | IDF 2A-503C | 2A-332B | CONTRACTOR STAGING | 1 |  | 3 |  | R2-C-06 | WIRED SPARE |  |  | R2-C-11 | WIRED SPARE |  |  | R2-A-11 | WIRED SPARE |  |  | R2-A-18 |  |  |  | R2-A-19 |  |  |  | R2-A-20 |  |  |  |  | Facilities Maintenance | 2024-02-23 |  | 1 | 2025-05-19 | N | N | ? | [18 empty] | 0 | [18 empty] | 0 |  | 0 | [24 empty] | 0
4495305 | U MI CIT | LEVEL 2A | IDF 2A-503C | 2A-332D | CONTRACTOR STAGING | 1 |  | 3 |  | R2-C-06 | WIRED SPARE |  |  | R2-C-11 | WIRED SPARE |  |  | R2-A-11 | WIRED SPARE |  |  | R2-A-18 |  |  |  | R2-A-19 |  |  |  | R2-A-20 |  |  |  |  | Facilities Maintenance | 2024-02-23 |  | 1 | 2025-05-19 | N | N | ? | [18 empty] | 0 | [18 empty] | 0 |  | 0 | [24 empty] | 0
4495351 | U MI CIT | LEVEL 2A | IDF 2A-503C | 2A-332F | CONTRACTOR STAGING | 1 |  | 3 |  | R2-C-06 | WIRED SPARE |  |  | R2-C-11 | WIRED SPARE |  |  | R2-A-11 | WIRED SPARE |  |  | R2-A-18 |  |  |  | R2-A-19 |  |  |  | R2-A-20 |  |  |  |  | Facilities Maintenance | 2024-02-23 |  | 1 | 2025-05-19 | N | N | ? | [18 empty] | 0 | [18 empty] | 0 |  | 0 | [24 empty] | 0
10704240 | U MI CIT | LEVEL 2A | IDF 2A-503C | 2A-001G | HOLDING COOLER | 1 |  | 3 |  | R2-C-06 | PHONE/WORKSTATION |  |  | R2-C-11 | WIRED SPARE |  |  | R2-A-11 | SPARE |  |  | R2-A-18 |  |  |  | R2-A-19 |  |  |  | R2-A-20 |  |  |  |  | PATHOLOGY-DEC SVCS | 2024-03-15 |  | 7 |  |  |  | Y | [14 empty] | WSPA0913 |  | PRT-PAV2A09 |  | 0 |  |  | 1 |  |  |  |  | 1 | [6 empty] | 2 |  |  | 1 | 0 |  | 0 | [12 empty] | 1 | [11 empty] | 0 |  |  |  | 8811 | [7 empty] | New DID, CSS 40, no VM
7521310 | U MI CIT | LEVEL 2A | IDF 2A-503C | 2A-010Z | CORRIDOR | 1 |  | W |  | R2-C-06 | PHONE |  |  | R2-C-11 |  |  |  | R2-A-11 |  |  |  | R2-A-18 |  |  |  | R2-A-19 |  |  |  | R2-A-20 |  |  |  |  | HOUSE PHONE | 2024-08-20 |  | 7 |  |  |  | Y | [18 empty] | 0 | [18 empty] | 0 |  | 0 | [24 empty] | 0 |  |  |  | 6901W | [7 empty] | New DID, CSS 0, no VM
6566037 | U MI CIT | LEVEL 2A | MDF 2A-338C | 2A-101B | ORAL SUPPLEMENTS/ TUBE FEEDING | 1 |  | 3 |  | R5-B-16 | PHONE/WORKSTATION |  |  | R6-B-05 | LABEL PRINTER |  |  | R6-B-03 | SPARE |  |  | R6-F-13 |  |  |  | R6-F-14 |  |  |  | R6-F-15 |  |  |  |  | PFANS | 2024-03-04 |  | 7 |  |  |  | Y | [14 empty] | WSFS0143 |  | PRT-PAV2A01 |  | 0 |  |  | 1 |  |  |  |  | 1 | [5 empty] | 1 |  |  |  | 1 | 0 |  | 0 | [21 empty] | 1 |  |  | 0 |  |  |  | 8811 | [7 empty] | New DID, CSS 40, no VM
4516743 | U MI CIT | LEVEL 2A | MDF 2A-338C | 2A-101D | CALL CENTER | 1 |  | 3 |  | R5-B-16 | PHONE/WORKSTATION |  |  | R6-B-05 | WIRED SPARE |  |  | R6-B-03 | SPARE |  |  | R6-F-13 |  |  |  | R6-F-14 |  |  |  | R6-F-15 |  |  |  |  | PFANS | 2024-03-04 |  | 7 |  |  |  | Y | [14 empty] | WSFS0137 |  |  |  | 0 |  |  | 1 |  |  |  |  | 1 | [5 empty] | 1 |  |  |  | 1 | 0 |  | 0 | [24 empty] | 0 |  |  |  | 8811 | [7 empty] | New DID, CSS 40, no VM
5396058 | U MI CIT | LEVEL 2A | MDF 2A-338C | 2A-101F | OFFICE, MANAGER | 1 |  | 3 |  | R5-B-16 | PHONE/WORKSTATION |  |  | R6-B-05 | WIRED SPARE |  |  | R6-B-03 | SPARE |  |  | R6-F-13 |  |  |  | R6-F-14 |  |  |  | R6-F-15 |  |  |  |  | PFANS | 2024-03-04 |  | 7 |  |  |  | Y | [14 empty] | WSFS0147 |  |  |  | 0 |  |  | 1 |  |  |  |  | 1 |  |  | 1 |  |  | 2 |  |  |  | 1 | 0 |  | 0 | [24 empty] | 0 |  |  |  | 8811 | [7 empty] | New DID,+ shared MGR DID, CSS 40, VM
5396168 | U MI CIT | LEVEL 2A | MDF 2A-338C | 2A-101F | OFFICE, MANAGER | 2 |  | 3 |  | R5-B-16 | PHONE/WORKSTATION |  |  | R6-B-05 | WIRED SPARE |  |  | R6-B-03 | SPARE |  |  | R6-F-13 |  |  |  | R6-F-14 |  |  |  | R6-F-15 |  |  |  |  | PFANS | 2024-03-04 |  | 7 |  |  |  | Y | [14 empty] | WSFS0146 |  |  |  | 0 |  |  | 1 |  |  |  |  | 1 | [5 empty] | 2 |  |  |  | 1 | 0 |  | 0 | [24 empty] | 0 |  |  |  | 8811 | [7 empty] | New DID,+ shared MGR DID, CSS 40, VM
4498562 | U MI CIT | LEVEL 2A | IDF 2A-503C | 2A-334 | WORKBENCHES | 1 |  | 3 |  | R2-C-06 | WIRED SPARE |  |  | R2-C-11 | WIRED SPARE |  |  | R2-A-11 | WIRED SPARE |  |  | R2-A-18 |  |  |  | R2-A-19 |  |  |  | R2-A-20 |  |  |  |  | Facilities Maintenance | 2024-02-23 |  | 1 | 2025-05-19 | N | ? | ? | [18 empty] | 0 | [18 empty] | 0 |  | 0 | [24 empty] | 0
5486722 | U MI CIT | LEVEL 10 | IDF 10-122C | 10-216 | OFFICE, SOCIAL WORK | 1 |  | 3 |  |  | PHONE/WORKSTATION |  |  |  | PRINTER |  |  |  | FAX | [15 empty] | UNIVERSAL PATIENT STAFF | 2024-03-19 |  | 3 | 2025-05-19 |  |  | Y | [14 empty] | Intune |  | PRT-PAV1005 |  | 0 |  | 1 | [8 empty] | 1 | 1 |  | 2 |  |  |  | 1 | 0 |  | 0 | [13 empty] | 1 | [10 empty] | 0 |  |  |  | 8811 |  |  |  |  | ANLG-FAX |  |  | New DID, CSS 40, No VM, ADDITIONAL PRINTER
4812540 | U MI CIT | LEVEL 2A | IDF 2A-503C | 2A-334 | WORKBENCHES | 7 |  | AV6 |  | R2-C-06 | AV ROOM EQUIPMENT |  |  | R2-C-11 | AV ROOM EQUIPMENT |  |  | R2-A-11 | WIRED SPARE |  |  | R2-A-18 | WIRED SPARE |  |  | R2-A-19 | WIRED SPARE |  |  | R2-A-20 | WIRED SPARE |  |  |  | Facilities Maintenance | 2024-02-23 |  | 1 | 2025-05-19 | Y | Y | N | [7 empty] | CDIAVS | [10 empty] | 0 | [18 empty] | 0 |  | 0 | [24 empty] | 0
5396196 | U MI CIT | LEVEL 2A | MDF 2A-338C | 2A-101F | OFFICE, MANAGER | 3 |  | 3 |  | R5-B-16 | PHONE/WORKSTATION |  |  | R6-B-05 | WIRED SPARE |  |  | R6-B-03 | SPARE |  |  | R6-F-13 |  |  |  | R6-F-14 |  |  |  | R6-F-15 |  |  |  |  | PFANS | 2024-03-04 |  | 7 |  |  |  | Y | [14 empty] | WSFS0145 |  |  |  | 0 |  |  | 1 |  |  |  |  | 1 | [5 empty] | 2 |  |  |  | 1 | 0 |  | 0 | [24 empty] | 0 |  |  |  | 8811 | [7 empty] | New DID,+ shared MGR DID, CSS 40, VM
4372343 | U MI CIT | LEVEL 3 | IDF 3-304C | 3-020A | VESTIBULE-2 VALET OFFICE | 1 |  | 3 |  |  | PHONE/WORKSTATION |  |  |  | WIRED SPARE |  |  |  | SPARE | [15 empty] | Entrance Services | 2024-02-29 |  |  |  | N | Y | Y | [16 empty] | PRT-PAV0317 |  | 0 |  |  | 1 | [10 empty] | 2 |  |  |  | 1 | 0 |  | 0 | [12 empty] | 1 | [11 empty] | 0 |  |  |  | 8811 | [7 empty] | New DID, CSS 40, no VM
4511096 | U MI CIT | LEVEL 3 | IDF 3-304C | 3-020A | VESTIBULE-2 VALET OFFICE | 2 |  | 3 |  |  | PRINTER |  |  |  | WIRED SPARE |  |  |  | SPARE | [15 empty] | Entrance Services | 2024-02-29 |  |  |  | N | Y | [17 empty] | PRT-PAV0332 |  | 0 | [18 empty] | 0 |  | 0 | [24 empty] | 0
4511126 | U MI CIT | LEVEL 3 | IDF 3-304C | 3-020A | VESTIBULE-2 VALET OFFICE | 3 |  | 3 |  |  | WIRED SPARE |  |  |  | WIRED SPARE |  |  |  | WIRED SPARE | [15 empty] | Entrance Services | 2024-02-29 |  |  |  | N | Y | [19 empty] | 0 | [18 empty] | 0 |  | 0 | [24 empty] | 0
5486761 | U MI CIT | LEVEL 10 | IDF 10-334C | 10-114 | DIETICIAN WORKROOM | 1 |  | 3 |  |  | PHONE/WORKSTATION |  |  |  | WIRED SPARE |  |  |  | SPARE | [15 empty] | PFANS | 2024-03-04 | x | 3 | 2025-05-19 |  |  | Y | [14 empty] | WSFS0135 |  |  |  | 0 |  |  | 1 | [7 empty] | 1 | 1 |  | 1 |  |  |  | 1 | 0 |  | 0 | [24 empty] | 0 |  |  |  | 8811 | [7 empty] | New DID, CSS 40, VM yes (UCC iphone still a question)
5486833 | U MI CIT | LEVEL 10 | IDF 10-334C | 10-114 | DIETICIAN WORKROOM | 2 |  | 3 |  |  | PHONE/WORKSTATION |  |  |  | PRINTER |  |  |  | SPARE | [15 empty] | PFANS | 2024-03-04 | x | 3 | 2025-05-19 |  |  | Y | [14 empty] | WSFS0136 |  | PRT-PAV1001 |  | 0 |  |  | 1 | [7 empty] | 1 | 1 |  | 1 |  |  |  | 1 | 0 |  | 0 | [10 empty] | 1 | [13 empty] | 0 |  |  |  | 8811 | [7 empty] | New DID, CSS 40, VM yes (UCC iphone still a question)
5524653 | U MI CIT | LEVEL 12 | IDF 12-334C | 12-114 | DIETICIAN WORKROOM | 1 |  | 3 |  |  | PHONE/WORKSTATION |  |  |  | WIRED SPARE |  |  |  | SPARE | [15 empty] | PFANS | 2024-03-04 | [5 empty] | Y | [14 empty] | LTFS0114 |  |  |  | 0 |  |  | 1 | [7 empty] | 1 | 1 |  | 1 |  |  |  | 1 | 0 |  | 0 | [24 empty] | 0 |  |  |  | 8811 | [7 empty] | New DID, CSS 40, VM Yes (UCC iphone still a question)
5524743 | U MI CIT | LEVEL 12 | IDF 12-334C | 12-114 | DIETICIAN WORKROOM | 2 |  | 3 |  |  | PHONE/WORKSTATION |  |  |  | PRINTER |  |  |  | SPARE | [15 empty] | PFANS | 2024-03-04 | [5 empty] | Y | [14 empty] | LTFS0115 |  | PRT-PAV1201 |  | 0 |  |  | 1 | [7 empty] | 1 | 1 |  | 1 |  |  |  | 1 | 0 |  | 0 | [10 empty] | 1 | [6 empty] | 1 | 9 | 11 |  |  |  |  | 0 |  |  |  | 8811 | [7 empty] | New DID, CSS 40, VM Yes (UCC iphone still a question)
6566105 | U MI CIT | LEVEL 2A | MDF 2A-338C | 2A-101A | CLEAN ROOM FORMULA PREP | 1 |  | 3 |  | R5-B-16 | WIRED SPARE |  |  | R6-B-05 | WIRED SPARE |  |  | R6-B-03 | WIRED SPARE |  |  | R6-F-13 |  |  |  | R6-F-14 |  |  |  | R6-F-15 |  |  |  |  | PFANS | 2024-03-04 |  | 7 | [22 empty] | 0 | [18 empty] | 0 |  | 0 | [24 empty] | 0
5396232 | U MI CIT | LEVEL 2A | MDF 2A-338C | 2A-101F | OFFICE, MANAGER | 4 |  | 3 |  | R5-B-16 | PHONE/WORKSTATION |  |  | R6-B-05 | FAX |  |  | R6-B-03 | PRINTER |  |  | R6-F-13 |  |  |  | R6-F-14 |  |  |  | R6-F-15 |  |  |  |  | PFANS | 2024-03-04 |  | 7 |  |  |  | Y | [14 empty] | WSFS0144 |  | PRT-PAV2A03 |  | 0 |  |  | 1 |  |  |  |  | 1 | [5 empty] | 2 |  |  |  | 1 | 0 |  | 0 | [13 empty] | 1 | [10 empty] | 0 |  |  |  | 8811 |  |  |  |  | ANLG-FAX |  |  | New DID,+ shared MGR DID, CSS 40, VM New DID for FAX too. Load Jabber on all PCs for listen to recordings
4516821 | U MI CIT | LEVEL 2A | MDF 2A-338C | 2A-101D | CALL CENTER | 2 |  | 3 |  | R5-B-16 | WORKSTATION |  |  | R6-B-05 | WIRED SPARE |  |  | R6-B-03 | SPARE |  |  | R6-F-13 |  |  |  | R6-F-14 |  |  |  | R6-F-15 |  |  |  |  | PFANS | 2024-03-04 |  | 7 | [18 empty] | WSFS0138 |  |  |  | 0 |  |  | 1 |  |  |  |  | 1 | [5 empty] | 1 |  |  |  | 1 | 0 |  | 0 | [24 empty] | 0
4814347 | U MI CIT | LEVEL 2A | MDF 2A-338C | 2A-101D | CALL CENTER | 3 |  | 3 |  | R5-B-16 | WORKSTATION |  |  | R6-B-05 | WIRED SPARE |  |  | R6-B-03 | SPARE |  |  | R6-F-13 |  |  |  | R6-F-14 |  |  |  | R6-F-15 |  |  |  |  | PFANS | 2024-03-04 |  | 7 | [18 empty] | WSFS0139 |  |  |  | 0 |  |  | 1 |  |  |  |  | 1 | [5 empty] | 1 |  |  |  | 1 | 0 |  | 0 | [24 empty] | 0
4495635 | U MI CIT | LEVEL 2A | MDF 2A-338C | 2A-101D | CALL CENTER | 4 |  | 3 |  | R5-B-16 | WORKSTATION |  |  | R6-B-05 | WIRED SPARE |  |  | R6-B-03 | SPARE |  |  | R6-F-13 |  |  |  | R6-F-14 |  |  |  | R6-F-15 |  |  |  |  | PFANS | 2024-03-04 |  | 7 | [18 empty] | WSFS0140 |  |  |  | 0 |  |  | 1 |  |  |  |  | 1 | [5 empty] | 1 |  |  |  | 1 | 0 |  | 0 | [24 empty] | 0
4495834 | U MI CIT | LEVEL 2A | MDF 2A-338C | 2A-101D | CALL CENTER | 5 |  | 3 |  | R5-B-16 | WORKSTATION |  |  | R6-B-05 | WIRED SPARE |  |  | R6-B-03 | SPARE |  |  | R6-F-13 |  |  |  | R6-F-14 |  |  |  | R6-F-15 |  |  |  |  | PFANS | 2024-03-04 |  | 7 | [18 empty] | WSFS0141 |  |  |  | 0 |  |  | 1 |  |  |  |  | 1 | [5 empty] | 1 |  |  |  | 1 | 0 |  | 0 | [24 empty] | 0
4495730 | U MI CIT | LEVEL 2A | MDF 2A-338C | 2A-101D | CALL CENTER | 6 |  | 3 |  | R5-B-16 | WORKSTATION |  |  | R6-B-05 | ANLG-RED PHONE |  |  | R6-B-03 | SPARE |  |  | R6-F-13 |  |  |  | R6-F-14 |  |  |  | R6-F-15 |  |  |  |  | PFANS | 2024-03-04 |  | 7 |  |  |  | Y | [14 empty] | WSFS0142 |  |  |  | 0 |  |  | 1 |  |  |  |  | 1 | [5 empty] | 1 |  |  |  | 1 | 0 |  | 0 | [24 empty] | 0 | [7 empty] | RED PHONE |  |  |  | RED PHONE
4509421 | U MI CIT | LEVEL 2A | MDF 2A-338C | 2A-113 | RECEIVING DOCK | 3 |  | 3 |  | R5-B-16 | PHONE/WORKSTATION |  |  | R6-B-05 | PRINTER |  |  | R6-B-03 | SPARE |  |  | R6-F-13 |  |  |  | R6-F-14 |  |  |  | R6-F-15 |  |  |  |  | SUPPLY CHAIN - EVS | 2024-11-25 |  | 7 |  | N |  | Y | [14 empty] | WSMT0073 |  | PRT-PAV2A08 |  | 0 |  |  | 1 |  |  |  |  | 1 | [6 empty] | 1 |  |  | 1 | 0 |  | 0 | [10 empty] | 1 | [13 empty] | 0 |  |  |  | 8811 | [7 empty] | New DID, CSS 40, VM Yes | updated room # from 2A-117 to 2A-113 to match drawings
4506069 | U MI CIT | LEVEL 2A | MDF 2A-338C | 2A-214 | PATIENT EQUIPMENT STORAGE | 5 |  | 3 |  | R5-B-16 | PHONE/WORKSTATION |  |  | R6-B-05 | WIRED SPARE |  |  | R6-B-03 | SPARE |  |  | R6-F-13 |  |  |  | R6-F-14 |  |  |  | R6-F-15 |  |  |  |  | Patient Equipment | 2024-02-12 |  | 7 |  | N | Y | Y | [18 empty] | 0 | [11 empty] | 1 |  | 1 |  |  |  | 1 | 0 |  | 0 | [24 empty] | 0 |  |  |  | 8811 | [7 empty] | 2 chairs share phone and DID for 3 shifts
8330010 | U MI CIT | LEVEL 2A | MDF 2A-338C | 2A-214 | PATIENT EQUIPMENT STORAGE | 6 |  | 3 |  | R5-B-16 | PHONE |  |  | R6-B-05 | WIRED SPARE |  |  | R6-B-03 | SPARE |  |  | R6-F-13 |  |  |  | R6-F-14 |  |  |  | R6-F-15 |  |  |  |  | Patient Equipment | 2024-02-12 |  | 7 |  | N | Y | Y | [18 empty] | 0 | [18 empty] | 0 |  | 0 | [24 empty] | 0 |  |  |  | 8811 | [7 empty] | or new L8 in red on prints? Same DID as 2A-216H
4508347 | U MI CIT | LEVEL 2A | MDF 2A-338C | 2A-216 | COMMUNAL TEAMING | 3 |  | 3 |  | R5-B-16 | PHONE/WORKSTATION |  |  | R6-B-05 | WIRED SPARE |  |  | R6-B-03 | SPARE |  |  | R6-F-13 |  |  |  | R6-F-14 |  |  |  | R6-F-15 |  |  |  |  | SUPPLY CHAIN - EVS | 2024-03-05 |  | 4 |  | N |  | Y | [14 empty] | WSMT0071 |  |  |  | 0 |  |  | 1 |  |  |  |  | 1 | [5 empty] | 2 |  |  |  | 1 | 0 |  | 0 | [24 empty] | 0 |  |  |  | 8811 | [7 empty] | New DID, CSS 40, VM Yes FAX requested NEW JACK requested Rusty aware
4843584 | U MI CIT | LEVEL 10 | IDF 10-438C | 10-402F | OFFICE CNS / EDU | 2 |  | 3 |  |  | PHONE/WORKSTATION |  |  |  | PRINTER |  |  |  | FAX | [15 empty] | UNIVERSAL PATIENT STAFF | 2024-03-19 |  | 3 | 2025-05-19 |  |  | Y | [14 empty] | Intune |  | PRT-PAV1010 |  | 0 |  | 1 | [8 empty] | 1 | 1 |  | 2 |  |  |  | 1 | 0 |  | 0 | [13 empty] | 1 | [10 empty] | 0 |  |  |  | 8811 |  |  |  |  | ANLG-FAX |  |  | New DID, CSS 40, VM Yes / FAX - New DID, CSS 40, VM No
5523033 | U MI CIT | LEVEL 11 | IDF 11-122C | 11-214 | COMMUNAL TEAMING | 2 |  | 3 |  |  | FAX |  |  |  | PRINTER |  |  |  | SPARE | [15 empty] | UNIVERSAL PATIENT STAFF | 2024-03-19 |  | 3 | 2025-05-19 | [19 empty] | PRT-PAV1107 |  | 0 | [18 empty] | 0 |  | 0 | [13 empty] | 1 | [10 empty] | 0 | [8 empty] | ANLG-FAX |  |  | New DID, CSS 40, no VM; FAX -NEED JACK ALONG WALL, ADDITIONAL PRINTER
7011761 | U MI CIT | LEVEL 7 | IDF 7-122C | 7-101 | RECEIVING/ STAGING AREA | 2 |  | PM |  |  | PHYSIO MONITOR |  |  |  | PHYSIO MONITOR |  |  |  | SPARE |  |  |  | CAPSULE |  |  |  | CAPSULE P-P |  |  |  | CAPSULE P-P |  |  |  | CLINICAL ENGINEERING | 2024-03-04 |  |  | 2025-05-19 | [21 empty] | 0 | [18 empty] | 0 |  | 0 | [24 empty] | 0
4472618 | U MI CIT | LEVEL 7 | IDF 7-122C | 7-101 | RECEIVING/ STAGING AREA | 3 |  | 3 |  |  | WORKSTATION |  |  |  | WIRED SPARE |  |  |  | SPARE | [15 empty] | CLINICAL ENGINEERING | 2024-03-04 |  |  | 2025-05-19 | [21 empty] | 0 |  |  | 1 | [7 empty] | 1 | 1 |  |  | 2 |  |  | 1 | 0 |  | 0 | [24 empty] | 0
4472598 | U MI CIT | LEVEL 7 | IDF 7-122C | 7-101 | RECEIVING/ STAGING AREA | 4 |  | 3 |  |  | MEDICAL EQUIPMENT-MOBILE |  |  |  | WIRED SPARE |  |  |  | SPARE | [15 empty] | CLINICAL ENGINEERING | 2024-03-04 |  |  | 2025-05-19 | [21 empty] | 0 | [18 empty] | 0 |  | 0 | [24 empty] | 0
4472578 | U MI CIT | LEVEL 7 | IDF 7-122C | 7-101 | RECEIVING/ STAGING AREA | 5 |  | 3 |  |  | WORKSTATION |  |  |  | WIRED SPARE |  |  |  | SPARE | [15 empty] | CLINICAL ENGINEERING | 2024-03-04 |  |  | 2025-05-19 | [21 empty] | 0 |  |  | 1 | [7 empty] | 1 | 1 |  |  | 2 |  |  | 1 | 0 |  | 0 | [24 empty] | 0
4472558 | U MI CIT | LEVEL 7 | IDF 7-122C | 7-101 | RECEIVING/ STAGING AREA | 6 |  | 3 |  |  | WORKSTATION |  |  |  | WORKSTATION |  |  |  | SPARE | [15 empty] | CLINICAL ENGINEERING | 2024-03-04 |  |  | 2025-05-19 | [21 empty] | 0 |  |  | 2 | [7 empty] | 2 | 2 |  |  | 4 |  |  | 2 | 0 |  | 0 | [24 empty] | 0
4472538 | U MI CIT | LEVEL 7 | IDF 7-122C | 7-101 | RECEIVING/ STAGING AREA | 7 |  | 3 |  |  | WORKSTATION |  |  |  | WORKSTATION |  |  |  | SPARE | [15 empty] | CLINICAL ENGINEERING | 2024-03-04 |  |  | 2025-05-19 | [21 empty] | 0 |  |  | 2 | [7 empty] | 2 | 2 |  |  | 4 |  |  | 2 | 0 |  | 0 | [24 empty] | 0
4470941 | U MI CIT | LEVEL 7 | IDF 7-122C | 7-101 | RECEIVING/ STAGING AREA | 8 |  | 3 |  |  | WORKSTATION |  |  |  | WORKSTATION |  |  |  | SPARE | [15 empty] | CLINICAL ENGINEERING | 2024-03-04 |  |  | 2025-05-19 | [21 empty] | 0 |  |  | 2 | [7 empty] | 2 | 2 |  |  | 4 |  |  | 2 | 0 |  | 0 | [24 empty] | 0
4470921 | U MI CIT | LEVEL 7 | IDF 7-122C | 7-101 | RECEIVING/ STAGING AREA | 9 |  | 3 |  |  | WORKSTATION |  |  |  | WORKSTATION |  |  |  | SPARE | [15 empty] | CLINICAL ENGINEERING | 2024-03-04 |  |  | 2025-05-19 | [21 empty] | 0 |  |  | 2 | [7 empty] | 2 | 2 |  |  | 4 |  |  | 2 | 0 |  | 0 | [24 empty] | 0
4470901 | U MI CIT | LEVEL 7 | IDF 7-122C | 7-101 | RECEIVING/ STAGING AREA | 10 |  | 3 |  |  | WORKSTATION |  |  |  | WIRED SPARE |  |  |  | SPARE | [15 empty] | CLINICAL ENGINEERING | 2024-03-04 |  |  | 2025-05-19 | [21 empty] | 0 |  |  | 1 | [7 empty] | 1 | 1 |  |  | 2 |  |  | 1 | 0 |  | 0 | [24 empty] | 0
4470961 | U MI CIT | LEVEL 7 | IDF 7-122C | 7-101 | RECEIVING/ STAGING AREA | 11 |  | 3 |  |  | WIRED SPARE |  |  |  | WIRED SPARE |  |  |  | WIRED SPARE | [15 empty] | CLINICAL ENGINEERING | 2024-03-04 |  |  | 2025-05-19 | [21 empty] | 0 | [18 empty] | 0 |  | 0 | [24 empty] | 0
4471273 | U MI CIT | LEVEL 7 | IDF 7-122C | 7-101 | RECEIVING/ STAGING AREA | 13 |  | 3 |  |  | WORKSTATION |  |  |  | WIRED SPARE |  |  |  | SPARE | [15 empty] | CLINICAL ENGINEERING | 2024-03-04 |  |  | 2025-05-19 | [21 empty] | 0 |  |  | 1 | [7 empty] | 1 | 1 |  |  | 2 |  |  | 1 | 0 |  | 0 | [24 empty] | 0
7011770 | U MI CIT | LEVEL 7 | IDF 7-122C | 7-101 | RECEIVING/ STAGING AREA | 15 |  | 1 |  |  | MEDICAL EQUIPMENT-MOBILE | [23 empty] | CLINICAL ENGINEERING | 2024-03-04 |  |  | 2025-05-19 | [21 empty] | 0 | [18 empty] | 0 |  | 0 | [24 empty] | 0
4514852 | U MI CIT | LEVEL 7 | IDF 7-122C | 7-101 | RECEIVING/ STAGING AREA | 17 |  | 1 |  |  | MEDICAL EQUIPMENT-MOBILE | [23 empty] | CLINICAL ENGINEERING | 2024-03-04 |  |  | 2025-05-19 | [21 empty] | 0 | [18 empty] | 0 |  | 0 | [24 empty] | 0
4792062 | U MI CIT | LEVEL 7 | IDF 7-122C | 7-101 | RECEIVING/ STAGING AREA | 12 |  | AV |  |  | MEDICAL DIGITAL SIGN MONITORING |  |  |  | MEDICAL DIGITAL SIGN CORE PC | [19 empty] | CLINICAL ENGINEERING | 2024-03-04 |  |  | 2025-05-19 | Y | [9 empty] | CLINICAL ENGINEERING | MD | [9 empty] | 0 | [18 empty] | 0 |  | 0 | [24 empty] | 0
4471331 | U MI CIT | LEVEL 7 | IDF 7-122C | 7-101A | SHIELDED RADIOLOGY REPAIR | 1 |  | 3 |  |  | WORKSTATION |  |  |  | WIRED SPARE |  |  |  | SPARE | [15 empty] | CLINICAL ENGINEERING | 2024-03-04 |  |  | 2025-05-19 | [21 empty] | 0 | [18 empty] | 0 |  | 0 | [24 empty] | 0
4472658 | U MI CIT | LEVEL 7 | IDF 7-122C | 7-101B | OFFICE SUPVSR | 2 |  | 3 |  |  | WORKSTATION |  |  |  | ANLG-RED PHONE |  |  |  | SPARE | [15 empty] | CLINICAL ENGINEERING | 2024-03-04 |  |  | 2025-05-19 |  |  | Y | [18 empty] | 0 | [18 empty] | 0 |  | 0 | [24 empty] | 0 | [7 empty] | RED PHONE |  |  |  | RED PHONE
4472752 | U MI CIT | LEVEL 7 | IDF 7-122C | 7-101F | BED REPAIR | 1 |  | 3 |  |  | MEDICAL EQUIPMENT-MOBILE |  |  |  | WIRED SPARE |  |  |  | SPARE | [15 empty] | CLINICAL ENGINEERING | 2024-03-04 |  |  | 2025-05-19 | [21 empty] | 0 | [18 empty] | 0 |  | 0 | [24 empty] | 0
4472788 | U MI CIT | LEVEL 7 | IDF 7-122C | 7-101F | BED REPAIR | 2 |  | 3 |  |  | MEDICAL EQUIPMENT-MOBILE |  |  |  | WIRED SPARE |  |  |  | SPARE | [15 empty] | CLINICAL ENGINEERING | 2024-03-04 |  |  | 2025-05-19 | [21 empty] | 0 | [18 empty] | 0 |  | 0 | [24 empty] | 0
7011753 | U MI CIT | LEVEL 7 | IDF 7-122C | 7-101F | BED REPAIR | 3 |  | 3 |  |  | WORKSTATION |  |  |  | WIRED SPARE |  |  |  | SPARE | [15 empty] | CLINICAL ENGINEERING | 2024-03-04 |  |  | 2025-05-19 | [21 empty] | 0 |  |  | 1 | [7 empty] | 1 | 1 |  |  | 2 |  |  | 1 | 0 |  | 0 | [24 empty] | 0
7011745 | U MI CIT | LEVEL 7 | IDF 7-122C | 7-101F | BED REPAIR | 4 |  | 3 |  |  | WORKSTATION |  |  |  | WIRED SPARE |  |  |  | SPARE | [15 empty] | CLINICAL ENGINEERING | 2024-03-04 |  |  | 2025-05-19 | [21 empty] | 0 |  |  | 1 | [7 empty] | 1 | 1 |  |  | 2 |  |  | 1 | 0 |  | 0 | [24 empty] | 0
4472948 | U MI CIT | LEVEL 7 | IDF 7-122C | 7-105 | BED STORAGE | 1 |  | 3 |  |  | WIRED SPARE |  |  |  | WIRED SPARE |  |  |  | WIRED SPARE | [15 empty] | CLINICAL ENGINEERING | 2024-03-04 |  |  | 2025-05-19 | [21 empty] | 0 | [18 empty] | 0 |  | 0 | [24 empty] | 0
4472808 | U MI CIT | LEVEL 7 | IDF 7-122C | 7-105 | BED STORAGE | 2 |  | 3 |  |  | WIRED SPARE |  |  |  | WIRED SPARE |  |  |  | WIRED SPARE | [15 empty] | CLINICAL ENGINEERING | 2024-03-04 |  |  | 2025-05-19 | [21 empty] | 0 | [18 empty] | 0 |  | 0 | [24 empty] | 0
4472880 | U MI CIT | LEVEL 7 | IDF 7-122C | 7-105 | BED STORAGE | 4 |  | 3 |  |  | WIRED SPARE |  |  |  | WIRED SPARE |  |  |  | WIRED SPARE | [15 empty] | CLINICAL ENGINEERING | 2024-03-04 |  |  | 2025-05-19 | [21 empty] | 0 | [18 empty] | 0 |  | 0 | [24 empty] | 0
5521368 | U MI CIT | LEVEL 8 | IDF 8-334C | 8-114 | DIETICIAN WORKROOM | 1 |  | 3 |  |  | PHONE/WORKSTATION |  |  |  | WIRED SPARE |  |  |  | SPARE | [15 empty] | PFANS | 2024-03-04 |  | 2A | 2025-04-21 |  |  | Y | [14 empty] | WSFS0133 | LTFS0112 |  |  | 0 |  |  | 1 | [7 empty] | 1 | 1 |  | 1 |  |  |  | 1 | 0 |  | 0 | [24 empty] | 0 |  |  |  | 8811 | [7 empty] | New DID, CSS 40, VM Yes (and UCC iphone - still a question)
5521306 | U MI CIT | LEVEL 8 | IDF 8-334C | 8-114 | DIETICIAN WORKROOM | 2 |  | 3 |  |  | PHONE/WORKSTATION |  |  |  | PRINTER |  |  |  | SPARE | [15 empty] | PFANS | 2024-03-04 |  | 2A | 2025-04-21 |  |  | Y | [14 empty] | WSFS0134 | LTFS0113 | PRT-PAV0810 |  | 0 |  |  | 1 | [7 empty] | 1 | 1 |  | 1 |  |  |  | 1 | 0 |  | 0 | [10 empty] | 1 | [13 empty] | 0 |  |  |  | 8811 | [7 empty] | New DID, CSS 40, VM Yes (and UCC iphone - still a question)
4508387 | U MI CIT | LEVEL 2A | MDF 2A-338C | 2A-216 | COMMUNAL TEAMING | 1 |  | 3 |  | R5-B-16 | WIRED SPARE |  |  | R6-B-05 | WIRED SPARE |  |  | R6-B-03 | WIRED SPARE |  |  | R6-F-13 |  |  |  | R6-F-14 |  |  |  | R6-F-15 |  |  |  |  | SUPPLY CHAIN - EVS | 2024-03-05 |  | 4 |  | N | [20 empty] | 0 | [18 empty] | 0 |  | 0 | [18 empty] | 50 | [5 empty] | 0 | [11 empty] | Need power strips or other charging solution for TC 51 zebra scanner
4508367 | U MI CIT | LEVEL 2A | MDF 2A-338C | 2A-216 | COMMUNAL TEAMING | 2 |  | 3 |  | R5-B-16 | WIRED SPARE |  |  | R6-B-05 | WIRED SPARE |  |  | R6-B-03 | WIRED SPARE |  |  | R6-F-13 |  |  |  | R6-F-14 |  |  |  | R6-F-15 |  |  |  |  | SUPPLY CHAIN - EVS | 2024-03-05 |  | 4 |  | N | [20 empty] | 0 | [18 empty] | 0 |  | 0 | [24 empty] | 0 | [11 empty] | (2) x 32-bay charging toasters will be needed for UCC phones.
4508548 | U MI CIT | LEVEL 2A | MDF 2A-338C | 2A-216 | COMMUNAL TEAMING | 7 |  | 3 |  | R5-B-16 | WIRED SPARE |  |  | R6-B-05 | WIRED SPARE |  |  | R6-B-03 | WIRED SPARE |  |  | R6-F-13 |  |  |  | R6-F-14 |  |  |  | R6-F-15 |  |  |  |  | SUPPLY CHAIN - EVS | 2024-03-05 |  | 4 |  | N | [20 empty] | 0 | [18 empty] | 0 |  | 0 | [24 empty] | 0
4814879 | U MI CIT | LEVEL 2A | MDF 2A-338C | 2A-216 | COMMUNAL TEAMING | 6 |  | AV |  | R5-B-16 | AV ROOM EQUIPMENT |  |  | R6-B-05 | AV ROOM EQUIPMENT |  |  | R6-B-03 |  |  |  | R6-F-13 |  |  |  | R6-F-14 |  |  |  | R6-F-15 |  |  |  |  | SUPPLY CHAIN - EVS | 2024-03-05 |  | 4 |  | Y | [9 empty] | CDIAVS | huddle | [9 empty] | 0 | [18 empty] | 0 |  | 0 | [24 empty] | 0
4508327 | U MI CIT | LEVEL 2A | MDF 2A-338C | 2A-216 | COMMUNAL TEAMING | 4 |  | 3 |  | R5-B-16 | PHONE/WORKSTATION |  |  | R6-B-05 | WIRED SPARE |  |  | R6-B-03 | SPARE |  |  | R6-F-13 |  |  |  | R6-F-14 |  |  |  | R6-F-15 |  |  |  |  | SUPPLY CHAIN - EVS | 2024-03-05 |  | 4 |  | N |  | Y | [14 empty] | LTMT0053 |  |  |  | 0 |  |  | 1 | [7 empty] | 1 | 1 |  | 2 |  |  |  | 1 | 0 |  | 0 | [24 empty] | 0 |  |  |  | 8811 | [7 empty] | New DID, CSS 40, VM Yes
4508307 | U MI CIT | LEVEL 2A | MDF 2A-338C | 2A-216 | COMMUNAL TEAMING | 5 |  | 3 |  | R5-B-16 | PHONE/WORKSTATION |  |  | R6-B-05 | WIRED SPARE |  |  | R6-B-03 | SPARE |  |  | R6-F-13 |  |  |  | R6-F-14 |  |  |  | R6-F-15 |  |  |  |  | SUPPLY CHAIN - EVS | 2024-03-05 |  | 4 |  | N |  | Y | [14 empty] | LTMT0053 |  |  |  | 0 |  |  | 1 | [7 empty] | 1 | 1 |  | 2 |  |  |  | 1 | 0 |  | 0 | [24 empty] | 0 |  |  |  | 8811 | [7 empty] | New DID, CSS 40, VM Yes
4508187 | U MI CIT | LEVEL 2A | MDF 2A-338C | 2A-216A | MEETING ROOM | 1 |  | 3 |  | R5-B-16 | PHONE/WORKSTATION |  |  | R6-B-05 | WIRED SPARE |  |  | R6-B-03 | SPARE |  |  | R6-F-13 |  |  |  | R6-F-14 |  |  |  | R6-F-15 |  |  |  |  | SUPPLY CHAIN - EVS | 2024-03-05 |  | 4 |  | N |  | Y | [14 empty] | LTMT0055 |  |  |  | 0 |  |  | 1 | [7 empty] | 1 | 1 |  | 2 |  |  |  | 1 | 0 |  | 0 | [24 empty] | 0 |  |  |  | 8811 | [7 empty] | ? Becomes EVS Office
4508167 | U MI CIT | LEVEL 2A | MDF 2A-338C | 2A-216B | OFFICE, MANAGER | 1 |  | 3 |  | R5-B-16 | PHONE/WORKSTATION |  |  | R6-B-05 | PRINTER |  |  | R6-B-03 | SPARE |  |  | R6-F-13 |  |  |  | R6-F-14 |  |  |  | R6-F-15 |  |  |  |  | SUPPLY CHAIN - EVS | 2024-03-05 |  | 4 |  | N |  | Y | [14 empty] | LTMT0061 |  | PRT-PAV2A02 |  | 0 |  |  | 1 | [7 empty] | 1 | 1 |  | 2 |  |  |  |  | 0 |  | 0 | [15 empty] | 1 | [8 empty] | 0 |  |  |  | 8811 | [7 empty] | New DID, CSS 40, VM Yes. Need chargers for Rover UCC iPhones, chargers need to be locked up
4508127 | U MI CIT | LEVEL 2A | MDF 2A-338C | 2A-216D | OFFICE, MANAGER - MSC | 1 |  | 3 |  | R5-B-16 | PHONE/WORKSTATION |  |  | R6-B-05 | PRINTER |  |  | R6-B-03 | FAX |  |  | R6-F-13 |  |  |  | R6-F-14 |  |  |  | R6-F-15 |  |  |  |  | SUPPLY CHAIN - EVS | 2024-03-05 |  | 4 |  | N |  | Y | [14 empty] | LTMT0060 |  |  |  | 0 |  |  | 1 | [7 empty] | 1 | 1 |  | 2 |  |  |  | 1 | 0 |  | 0 | [24 empty] | 0 |  |  |  | 8811 |  |  |  |  | ANLG-FAX |  |  | New DID, CSS 40, VM Yes ANLG FAX will run on cable under falk wall worse case.
5489111 | U MI CIT | LEVEL 11 | IDF 11-122C | 11-216 | OFFICE, SOCIAL WORK | 1 |  | 3 |  |  | PHONE/WORKSTATION |  |  |  | PRINTER |  |  |  | FAX | [15 empty] | UNIVERSAL PATIENT STAFF | 2024-03-19 |  | 3 | 2025-05-19 |  |  | Y | [14 empty] | WSPV0072 |  | PRT-PAV1101 |  | 0 |  | 1 | [8 empty] | 1 | 1 |  | 2 |  |  |  | 1 | 0 |  | 0 | [13 empty] | 1 | [10 empty] | 0 |  |  |  | 8811 |  |  |  |  | ANLG-FAX |  |  | New DID, CSS 40, VM Yes / FAX - New DID, CSS 40, VM No
4508075 | U MI CIT | LEVEL 2A | MDF 2A-338C | 2A-216F | OFFICE, MANAGER | 1 |  | 3 |  | R5-B-16 | PHONE/WORKSTATION |  |  | R6-B-05 | WIRED SPARE |  |  | R6-B-03 | SPARE |  |  | R6-F-13 |  |  |  | R6-F-14 |  |  |  | R6-F-15 |  |  |  |  | SUPPLY CHAIN - EVS | 2024-03-05 |  | 4 |  | N |  | Y | [14 empty] | LTMT0059 |  |  |  | 0 |  |  | 1 | [7 empty] | 1 | 1 |  | 2 |  |  |  |  | 0 |  | 0 | [24 empty] | 0 |  |  |  | 8811 | [7 empty] | New DID, CSS 40, VM Yes
4506423 | U MI CIT | LEVEL 2A | MDF 2A-338C | 2A-216G | OFFICE, MANAGER | 1 |  | 3 |  | R5-B-16 | PHONE/WORKSTATION |  |  | R6-B-05 | WIRED SPARE |  |  | R6-B-03 | SPARE |  |  | R6-F-13 |  |  |  | R6-F-14 |  |  |  | R6-F-15 |  |  |  |  | SUPPLY CHAIN - EVS | 2024-03-05 |  | 4 |  | N |  | Y | [14 empty] | LTMT0058 |  |  |  | 0 |  |  | 1 | [7 empty] | 1 | 1 |  | 2 |  |  |  |  | 0 |  | 0 | [24 empty] | 0 |  |  |  | 8811 | [7 empty] | New DID, CSS 40, VM Yes
4852566 | U MI CIT | LEVEL 11 | IDF 11-438C | 11-402F | OFFICE, CNS / EDU | 1 |  | 3 |  |  | PHONE/WORKSTATION |  |  |  | PRINTER |  |  |  | FAX | [15 empty] | UNIVERSAL PATIENT STAFF | 2024-03-19 |  | 3 | 2025-05-19 |  |  | Y | [14 empty] | WSPV0076 |  | PRT-PAV1102 |  | 0 |  | 1 | [8 empty] | 1 | 1 |  | 2 |  |  |  | 1 | 0 |  | 0 | [13 empty] | 1 | [10 empty] | 0 |  |  |  | 8811 |  |  |  |  | ANLG-FAX |  |  | New DID, CSS 40, VM Yes / FAX New DID, CSS 40, VM No
4444606 | U MI CIT | LEVEL 6 | IDF 6-304C | 6-327 | EVS EQUIPMENT | 1 |  | 3 |  |  | WIRED SPARE |  |  |  | WIRED SPARE |  |  |  | WIRED SPARE | [15 empty] | SUPPLY CHAIN - EVS | 2024-03-05 |  |  |  | N | Y | [19 empty] | 0 | [18 empty] | 0 |  | 0 | [24 empty] | 0
4444526 | U MI CIT | LEVEL 6 | IDF 6-304C | 6-327 | EVS EQUIPMENT | 2 |  | 3 |  |  | WIRED SPARE |  |  |  | WIRED SPARE |  |  |  | WIRED SPARE | [15 empty] | SUPPLY CHAIN - EVS | 2024-03-05 |  |  |  | N | Y | [17 empty] | PRT-PAV0613 |  | 0 |  |  | 1 | [7 empty] | 1 | 1 |  |  | 2 |  |  | 1 | 0 |  | 0 | [13 empty] | 1 | [10 empty] | 0 | [11 empty] | NEED ANOTHER Table top SURFACE FOR charging STATIONS
5525112 | U MI CIT | LEVEL 12 | IDF 12-122C | 12-214 | COMMUNAL TEAMING | 2 |  | 3 |  |  | FAX |  |  |  | PRINTER |  |  |  | SPARE | [15 empty] | UNIVERSAL PATIENT STAFF | 2024-03-19 | [5 empty] | Y | [16 empty] | PRT-PAV1209 |  | 0 | [18 empty] | 0 |  | 0 | [13 empty] | 1 | [10 empty] | 0 | [8 empty] | ANLG-FAX |  |  | New DID, CSS 40, no ; FAX -NEED JACK ALONG WALL
4502619 | U MI CIT | LEVEL 2A | MDF 2A-338C | 2A-336 | HITS WORKROOM | 2 |  | 3 |  | R5-B-16 | ACTIVATE |  |  | R6-B-05 | ACTIVATE |  |  | R6-B-03 | ACTIVATE |  |  | R6-F-13 |  |  |  | R6-F-14 |  |  |  | R6-F-15 |  |  |  |  | HITS | 2024-03-06 |  | 1 | 2025-05-19 | [21 empty] | 0 | [7 empty] | 1 | [10 empty] | 0 |  | 0 | [17 empty] | 1 | [6 empty] | 0 | [11 empty] | RS-232 ports are needed
4501365 | U MI CIT | LEVEL 2A | MDF 2A-338C | 2A-336 | HITS WORKROOM | 4 |  | 3 |  | R5-B-16 | WORKSTATION |  |  | R6-B-05 | WIRED SPARE |  |  | R6-B-03 | SPARE |  |  | R6-F-13 |  |  |  | R6-F-14 |  |  |  | R6-F-15 |  |  |  |  | HITS | 2024-03-06 |  | 1 | 2025-05-19 | [17 empty] | WSMCD089 |  |  |  | 0 |  |  | 1 |  |  |  |  | 1 |  |  |  | 1 |  | 2 |  |  |  | 1 | 0 |  | 0 | [17 empty] | 1 | [6 empty] | 0
4500944 | U MI CIT | LEVEL 2A | MDF 2A-338C | 2A-336 | HITS WORKROOM | 5 |  | 3 |  | R5-B-16 | ACTIVATE |  |  | R6-B-05 | ACTIVATE |  |  | R6-B-03 | ACTIVATE |  |  | R6-F-13 |  |  |  | R6-F-14 |  |  |  | R6-F-15 |  |  |  |  | HITS | 2024-03-06 |  | 1 | 2025-05-19 | [21 empty] | 0 | [18 empty] | 0 |  | 0 | [24 empty] | 0
4500998 | U MI CIT | LEVEL 2A | MDF 2A-338C | 2A-336 | HITS WORKROOM | 6 |  | 3 |  | R5-B-16 | WORKSTATION |  |  | R6-B-05 | ACTIVATE |  |  | R6-B-03 | ACTIVATE |  |  | R6-F-13 |  |  |  | R6-F-14 |  |  |  | R6-F-15 |  |  |  |  | HITS | 2024-03-06 |  | 1 | 2025-05-19 | [17 empty] | WSMCD090 |  |  |  | 0 |  |  | 1 |  |  |  |  | 1 |  |  |  | 1 |  | 2 |  |  |  | 1 | 0 |  | 0 | [24 empty] | 0
4500032 | U MI CIT | LEVEL 2A | MDF 2A-338C | 2A-336 | HITS WORKROOM | 12 |  | 3 |  | R5-B-16 | WORKSTATION |  |  | R6-B-05 | WIRED SPARE |  |  | R6-B-03 | SPARE |  |  | R6-F-13 |  |  |  | R6-F-14 |  |  |  | R6-F-15 |  |  |  |  | HITS | 2024-03-06 |  | 1 | 2025-05-19 | [17 empty] | WSMCD091 |  |  |  | 0 |  |  | 1 |  |  |  |  | 1 |  |  |  | 1 |  | 2 |  |  |  | 1 | 0 |  | 0 | [24 empty] | 0
4499594 | U MI CIT | LEVEL 2A | MDF 2A-338C | 2A-336 | HITS WORKROOM | 13 |  | 3 |  | R5-B-16 | ACTIVATE |  |  | R6-B-05 | ACTIVATE |  |  | R6-B-03 | ACTIVATE |  |  | R6-F-13 |  |  |  | R6-F-14 |  |  |  | R6-F-15 |  |  |  |  | HITS | 2024-03-06 |  | 1 | 2025-05-19 | [21 empty] | 0 | [18 empty] | 0 |  | 0 | [24 empty] | 0
4500173 | U MI CIT | LEVEL 2A | MDF 2A-338C | 2A-336 | HITS WORKROOM | 15 |  | 3 |  | R5-B-16 | WORKSTATION |  |  | R6-B-05 | WIRED SPARE |  |  | R6-B-03 | SPARE |  |  | R6-F-13 |  |  |  | R6-F-14 |  |  |  | R6-F-15 |  |  |  |  | HITS | 2024-03-06 |  | 1 | 2025-05-19 | [17 empty] | WSMCD092 |  |  |  | 0 |  |  | 1 |  |  |  |  | 1 |  |  |  | 1 |  | 2 |  |  |  | 1 | 0 |  | 0 | [24 empty] | 0
4499861 | U MI CIT | LEVEL 2A | MDF 2A-338C | 2A-336 | HITS WORKROOM | 16 |  | 3 |  | R5-B-16 | ACTIVATE |  |  | R6-B-05 | ACTIVATE |  |  | R6-B-03 | ACTIVATE |  |  | R6-F-13 |  |  |  | R6-F-14 |  |  |  | R6-F-15 |  |  |  |  | HITS | 2024-03-06 |  | 1 | 2025-05-19 | [21 empty] | 0 | [18 empty] | 0 |  | 0 | [24 empty] | 0
4500271 | U MI CIT | LEVEL 2A | MDF 2A-338C | 2A-336 | HITS WORKROOM | 18 |  | 3 |  | R5-B-16 | WORKSTATION |  |  | R6-B-05 | WIRED SPARE |  |  | R6-B-03 | SPARE |  |  | R6-F-13 |  |  |  | R6-F-14 |  |  |  | R6-F-15 |  |  |  |  | HITS | 2024-03-06 |  | 1 | 2025-05-19 | [17 empty] | WSMCD093 |  |  |  | 0 |  |  | 1 |  |  |  |  | 1 |  |  |  | 1 |  | 2 |  |  |  | 1 | 0 |  | 0 | [24 empty] | 0
4499896 | U MI CIT | LEVEL 2A | MDF 2A-338C | 2A-336 | HITS WORKROOM | 19 |  | 3 |  | R5-B-16 | ACTIVATE |  |  | R6-B-05 | ACTIVATE |  |  | R6-B-03 | ACTIVATE |  |  | R6-F-13 |  |  |  | R6-F-14 |  |  |  | R6-F-15 |  |  |  |  | HITS | 2024-03-06 |  | 1 | 2025-05-19 | [21 empty] | 0 | [18 empty] | 0 |  | 0 | [24 empty] | 0
4500354 | U MI CIT | LEVEL 2A | MDF 2A-338C | 2A-336 | HITS WORKROOM | 21 |  | 3 |  | R5-B-16 | WORKSTATION |  |  | R6-B-05 | WIRED SPARE |  |  | R6-B-03 | SPARE |  |  | R6-F-13 |  |  |  | R6-F-14 |  |  |  | R6-F-15 |  |  |  |  | HITS | 2024-03-06 |  | 1 | 2025-05-19 | [17 empty] | WSMCD094 |  |  |  | 0 |  |  | 1 |  |  |  |  | 1 |  |  |  | 1 |  | 2 |  |  |  | 1 | 0 |  | 0 | [24 empty] | 0
4499924 | U MI CIT | LEVEL 2A | MDF 2A-338C | 2A-336 | HITS WORKROOM | 22 |  | 3 |  | R5-B-16 | ACTIVATE |  |  | R6-B-05 | ACTIVATE |  |  | R6-B-03 | ACTIVATE |  |  | R6-F-13 |  |  |  | R6-F-14 |  |  |  | R6-F-15 |  |  |  |  | HITS | 2024-03-06 |  | 1 | 2025-05-19 | [21 empty] | 0 | [18 empty] | 0 |  | 0 | [24 empty] | 0
4814062 | U MI CIT | LEVEL 2A | MDF 2A-338C | 2A-336 | HITS WORKROOM | 3 |  | AV6 |  | R5-B-16 | WIRED SPARE |  |  | R6-B-05 | WIRED SPARE |  |  | R6-B-03 | WIRED SPARE |  |  | R6-F-13 | WIRED SPARE |  |  | R6-F-14 | PHONE? |  |  | R6-F-15 | WIRED SPARE |  |  |  | HITS | 2024-03-06 |  | 1 | 2025-05-19 | Y | [20 empty] | 0 | [18 empty] | 0 |  | 0 | [24 empty] | 0
4506375 | U MI CIT | LEVEL 2A | MDF 2A-338C | 2A-216H | PT EQUIP SUPERVISOR | 1 |  | 3 |  | R5-B-16 | PHONE/WORKSTATION |  |  | R6-B-05 | WIRED SPARE |  |  | R6-B-03 | SPARE |  |  | R6-F-13 |  |  |  | R6-F-14 |  |  |  | R6-F-15 |  |  |  |  | Patient Equipment | 2024-02-12 |  | 4 |  | N | Y | Y | [14 empty] | LTMT0056 | LTMT0057 |  |  | 0 |  |  | 2 | [7 empty] | 2 | 1 |  | 2 |  |  |  | 1 | 0 |  | 0 | [24 empty] | 0 |  |  |  | 8811 | [7 empty] | long cord?/shared DID for 3 shifts
5524950 | U MI CIT | LEVEL 12 | IDF 12-122C | 12-216 | OFFICE, SOCIAL WORK | 1 |  | 3 |  |  | PHONE/WORKSTATION |  |  |  | PRINTER |  |  |  | FAX | [15 empty] | UNIVERSAL PATIENT STAFF | 2024-03-19 | [5 empty] | Y | [14 empty] | INTUNE |  | PRT-PAV1211 |  | 0 |  | 1 | [8 empty] | 1 | 1 |  | 2 |  |  |  | 1 | 0 |  | 0 | [13 empty] | 1 | [10 empty] | 0 |  |  |  | 8811 |  |  |  |  | ANLG-FAX |  |  | New DID, CSS 40, VM Yes / FAX - New DID, CSS 40, VM No
4386788 | U MI CIT | LEVEL 3 | IDF 3-122C | 3-025 | HELP ME NOW | 4 |  | 3 |  |  | WORKSTATION |  |  |  | PRINTER |  |  |  | SPARE | [15 empty] | HITS | 2024-03-06 | [20 empty] | WSHMN008 |  | PRT-PAV0305 |  | 0 |  |  | 1 |  |  |  |  | 1 | [6 empty] | 1 |  |  |  | 0 |  | 0 | [9 empty] | 1 | [14 empty] | 0 | [11 empty] | Xerox printer on skateboard, RS-232 ports are needed
5181750 | U MI CIT | LEVEL 3 | IDF 3-122C | 3-025 | HELP ME NOW | 3 |  | AV6 |  |  | AV ROOM EQUIPMENT |  |  |  | AV ROOM EQUIPMENT |  |  |  | AV ROOM EQUIPMENT |  |  |  | WIRED SPARE |  |  |  | WIRED SPARE |  |  |  | WIRED SPARE |  |  |  | HITS | 2024-03-06 |  |  |  | Y | [9 empty] | CDIAVS | HUDDLE | [9 empty] | 0 | [18 empty] | 0 |  | 0 | [24 empty] | 0
8507239 | U MI CIT | LEVEL 8 | IDF 8-334C | 8-511 | OFFICE, SHARED | 2 |  | 3 |  |  | WIRED SPARE |  |  |  | WIRED SPARE |  |  |  | WIRED SPARE | [15 empty] | EMU-EEG Staff | 2024-03-06 |  | 2A | 2025-04-21 | [21 empty] | 0 | [18 empty] | 0 |  | 0 | [24 empty] | 0
8507127 | U MI CIT | LEVEL 8 | IDF 8-334C | 8-511 | OFFICE, SHARED | 4 |  | 3 |  |  | WORKSTATION |  |  |  | WIRED SPARE |  |  |  | SPARE | [15 empty] | EMU-EEG Staff | 2024-03-06 |  | 2A | 2025-04-21 | [17 empty] | WSPV0001 |  |  |  | 0 |  |  | 1 |  |  |  |  | 1 | [5 empty] | 2 |  |  |  | 1 | 0 |  | 0 | [24 empty] | 0
8506947 | U MI CIT | LEVEL 8 | IDF 8-334C | 8-511 | OFFICE, SHARED | 5 |  | 3 |  |  | WIRED SPARE |  |  |  | WIRED SPARE |  |  |  | WIRED SPARE | [15 empty] | EMU-EEG Staff | 2024-03-06 |  | 2A | 2025-04-21 | [21 empty] | 0 | [18 empty] | 0 |  | 0 | [24 empty] | 0 | [11 empty] | Charging station
8507323 | U MI CIT | LEVEL 8 | IDF 8-334C | 8-511 | OFFICE, SHARED | 1 |  | 3 |  |  | PHONE |  |  |  | WIRED SPARE |  |  |  | SPARE | [15 empty] | EMU-EEG Staff | 2024-03-06 |  | 2A | 2025-04-21 |  |  | Y | [18 empty] | 0 | [18 empty] | 0 |  | 0 | [24 empty] | 0 |  |  |  | 8811 | [7 empty] | New DID, CSS 40, no VM
8507185 | U MI CIT | LEVEL 8 | IDF 8-334C | 8-511 | OFFICE, SHARED | 3 |  | 3 |  |  | PHONE/WORKSTATION |  |  |  | WIRED SPARE |  |  |  | SPARE | [15 empty] | EMU-EEG Staff | 2024-03-06 |  | 2A | 2025-04-21 |  |  | Y | [14 empty] | WSPV0000 |  |  |  | 0 |  |  | 1 |  |  |  |  | 1 | [5 empty] | 2 |  |  |  | 1 | 0 |  | 0 | [24 empty] | 0 |  |  |  | 8811 | [7 empty] | New DID, CSS 40, no VM
4854217 | U MI CIT | LEVEL 12 | IDF 12-438C | 12-402F | OFFICE, CNS / EDU | 1 |  | 3 |  |  | PHONE/WORKSTATION |  |  |  | PRINTER |  |  |  | FAX | [15 empty] | UNIVERSAL PATIENT STAFF | 2024-03-19 | [5 empty] | Y | [14 empty] | INTUNE |  | PRT-PAV1210 |  | 0 |  | 1 | [8 empty] | 1 | 1 |  | 2 |  |  |  | 1 | 0 |  | 0 | [13 empty] | 1 | [10 empty] | 0 |  |  |  | 8811 |  |  |  |  | ANLG-FAX |  |  | New DID, CSS 40, VM Yes / FAX New DID, CSS 40, VM No, ADDITIONAL PRINTER
8506875 | U MI CIT | LEVEL 8 | IDF 8-334C | 8-511 | OFFICE, SHARED | 8 |  | 3 |  |  | PHONE |  |  |  | WIRED SPARE |  |  |  | SPARE | [15 empty] | EMU-EEG Staff | 2024-03-06 |  | 2A | 2025-04-21 |  |  | Y | [18 empty] | 0 | [18 empty] | 0 |  | 0 | [24 empty] | 0 |  |  |  | 8811 | [7 empty] | New DID, CSS 40, no VM
6622823 | U MI CIT | LEVEL 8 | IDF 8-334C | 8-511 | OFFICE, SHARED | 7 |  | 3 |  |  | WORKSTATION |  |  |  | WIRED SPARE |  |  |  | SPARE | [15 empty] | EMU-EEG Staff | 2024-03-06 |  | 2A | 2025-04-21 | [17 empty] | WSPV0002 |  |  |  | 0 |  |  | 1 |  |  |  |  | 1 |  |  |  |  | 1 |  |  |  |  | 1 | 0 |  | 0 | [24 empty] | 0
5517106 | U MI CIT | LEVEL 8 | IDF 8-334C | 8-511A | OFFICE FACULTY | 1 |  | 3 |  |  | PHONE/WORKSTATION |  |  |  | WIRED SPARE |  |  |  | SPARE | [15 empty] | EMU-EEG Staff | 2024-03-06 |  | 2A | 2025-04-21 |  |  | Y | [14 empty] | WSPV0003 |  |  |  | 0 |  |  | 1 | [6 empty] | 1 |  |  | 1 | 2 |  |  |  | 1 | 0 |  | 0 | [24 empty] | 0 |  |  |  | 8811 | [7 empty] | New DID, CSS 40, VM Yes
5516977 | U MI CIT | LEVEL 8 | IDF 8-334C | 8-511B | OFFICE FACULTY | 1 |  | 3 |  |  | PHONE/WORKSTATION |  |  |  | WIRED SPARE |  |  |  | SPARE | [15 empty] | EMU-EEG Staff | 2024-03-06 |  | 2A | 2025-04-21 |  |  | Y | [14 empty] | WSPV0004 |  |  |  | 0 |  |  | 1 | [6 empty] | 1 |  |  | 1 | 2 |  |  |  | 1 | 0 |  | 0 | [24 empty] | 0 |  |  |  | 8811 | [7 empty] | New DID, CSS 40, VM Yes
5516957 | U MI CIT | LEVEL 8 | IDF 8-334C | 8-511D | OFFICE FACULTY | 1 |  | 3 |  |  | PHONE/WORKSTATION |  |  |  | WIRED SPARE |  |  |  | SPARE | [15 empty] | EMU-EEG Staff | 2024-03-06 |  | 2A | 2025-04-21 |  |  | Y | [14 empty] | WSPV0005 |  |  |  | 0 |  |  | 1 | [6 empty] | 1 |  |  | 1 | 2 |  |  |  | 1 | 0 |  | 0 | [24 empty] | 0 |  |  |  | 8811 | [7 empty] | New DID, CSS 40, VM Yes
5517019 | U MI CIT | LEVEL 8 | IDF 8-334C | 8-511F | OFFICE NP | 2 |  | 3 |  |  | PHONE/WORKSTATION |  |  |  | WIRED SPARE |  |  |  | SPARE | [15 empty] | EMU-EEG Staff | 2024-03-06 |  | 2A | 2025-04-21 |  |  | Y | [14 empty] | WSPV0006 |  |  |  | 0 |  |  | 1 | [6 empty] | 1 |  |  | 1 | 2 |  |  |  | 1 | 0 |  | 0 | [24 empty] | 0 |  |  |  | 8811 | [7 empty] | New DID, CSS 40, VM Yes
5516846 | U MI CIT | LEVEL 8 | IDF 8-334C | 8-511G | OFFICE DIR | 1 |  | 3 |  |  | PHONE/WORKSTATION |  |  |  | WIRED SPARE |  |  |  | SPARE | [15 empty] | EMU-EEG Staff | 2024-03-06 |  | 2A | 2025-04-21 |  |  | Y | [14 empty] | WSPV0007 |  |  |  | 0 |  |  | 1 | [6 empty] | 1 |  |  | 1 | 2 |  |  |  | 1 | 0 |  | 0 | [24 empty] | 0 |  |  |  | 8811 | [7 empty] | New DID, CSS 40, VM Yes
5516897 | U MI CIT | LEVEL 8 | IDF 8-334C | 8-511H | OFFICE FACULTY | 1 |  | 3 |  |  | PHONE/WORKSTATION |  |  |  | WIRED SPARE |  |  |  | SPARE | [15 empty] | EMU-EEG Staff | 2024-03-06 |  | 2A | 2025-04-21 |  |  | Y | [14 empty] | WSPV0008 |  |  |  | 0 |  |  | 1 | [6 empty] | 1 |  |  | 1 | 2 |  |  |  | 1 | 0 |  | 0 | [24 empty] | 0 |  |  |  | 8811 | [7 empty] | New DID, CSS 40, VM Yes
5516937 | U MI CIT | LEVEL 8 | IDF 8-334C | 8-511I | OFFICE SUP | 1 |  | 3 |  |  | PHONE/WORKSTATION |  |  |  | WIRED SPARE |  |  |  | SPARE | [15 empty] | EMU-EEG Staff | 2024-03-06 |  | 2A | 2025-04-21 |  |  | Y | [14 empty] | WSPV0009 |  |  |  | 0 |  |  | 1 | [6 empty] | 1 |  |  | 1 | 2 |  |  |  | 1 | 0 |  | 0 | [24 empty] | 0 |  |  |  | 8811 | [7 empty] | New DID, CSS 40, VM Yes This location was renamed to 8-511I on the room change report shared by Rusty in January
5516917 | U MI CIT | LEVEL 8 | IDF 8-334C | 8-511K | ADMIN | 1 |  | 3 |  |  | PHONE/WORKSTATION |  |  |  | WIRED SPARE |  |  |  | SPARE | [15 empty] | EMU-EEG Staff | 2024-03-06 |  | 2A | 2025-04-21 |  |  | Y | [14 empty] | WSPV0010 |  |  |  | 0 |  |  | 1 | [6 empty] | 1 |  |  | 1 | 2 |  |  |  | 1 | 0 |  | 0 | [24 empty] | 0 |  |  |  | 8811 | [7 empty] | New DID, CSS 40, VM Yes This location was renamed to 8-511K. It was previously 8-511F which was a duplicate of the 8-511F Office NP
4505712 | U MI CIT | LEVEL 2A | IDF 2A-503C | 2A-303 | VOICE CONTRACTOR WORKROOM | 1 |  | 2 |  | R2-C-06 | DOCKING STATION |  |  | R2-C-11 | WIRED SPARE |  |  | R2-A-11 |  |  |  | R2-A-18 |  |  |  | R2-A-19 |  |  |  | R2-A-20 |  |  |  |  | HITS- VOICE COMM | 2024-03-07 | [24 empty] | 0 | [11 empty] | 1 | [6 empty] | 0 |  | 0 | [24 empty] | 0
4812068 | U MI CIT | LEVEL 2A | IDF 2A-503C | 2A-303 | VOICE CONTRACTOR WORKROOM | 2 |  | 2 |  | R2-C-06 | DOCKING STATION |  |  | R2-C-11 | WIRED SPARE |  |  | R2-A-11 |  |  |  | R2-A-18 |  |  |  | R2-A-19 |  |  |  | R2-A-20 |  |  |  |  | HITS- VOICE COMM | 2024-03-07 |  | 1 | 2025-05-19 | [21 empty] | 0 | [11 empty] | 1 | [6 empty] | 0 |  | 0 | [24 empty] | 0
4812032 | U MI CIT | LEVEL 2A | IDF 2A-503C | 2A-303 | VOICE CONTRACTOR WORKROOM | 3 |  | 2 |  | R2-C-06 | PHONE/DOCKING STATION |  |  | R2-C-11 | WIRED SPARE |  |  | R2-A-11 |  |  |  | R2-A-18 |  |  |  | R2-A-19 |  |  |  | R2-A-20 |  |  |  |  | HITS- VOICE COMM | 2024-03-07 |  | 1 | 2025-05-19 |  |  | Y | [18 empty] | 0 | [11 empty] | 1 |  | 1 |  |  |  |  | 0 |  | 0 | [24 empty] | 0 |  |  |  | 8811 | [7 empty] | New DID, CSS 40, no VM
4811974 | U MI CIT | LEVEL 2A | IDF 2A-503C | 2A-303 | VOICE CONTRACTOR WORKROOM | 4 |  | 2 |  | R2-C-06 | DOCKING STATION |  |  | R2-C-11 | WIRED SPARE |  |  | R2-A-11 |  |  |  | R2-A-18 |  |  |  | R2-A-19 |  |  |  | R2-A-20 |  |  |  |  | HITS- VOICE COMM | 2024-03-07 |  | 1 | 2025-05-19 | [21 empty] | 0 | [11 empty] | 1 | [6 empty] | 0 |  | 0 | [24 empty] | 0
4690560 | U MI CIT | LEVEL 4 | IDF 4-122C | 4-108 | PREOP/ PACU | 1 |  | 3C |  |  | WIRED SPARE |  |  |  | WIRED SPARE |  |  |  | WIRED SPARE | [7 empty] | CAPSULE P-P | [7 empty] | Pre-OP PACU 4 and 6 | 2024-03-07 | Preop/PACU 4-01 | [12 empty] | CDIAVS | Digital Sign | PREP-Recovery MiChart Metric Board | [8 empty] | 0 | [18 empty] | 0 |  | 0 | [19 empty] | 10 |  |  |  |  | 0
4690608 | U MI CIT | LEVEL 4 | IDF 4-122C | 4-108 | PREOP/ PACU | 2 |  | PM |  |  | PHYSIO MONITOR |  |  |  | PHYSIO MONITOR |  |  |  | SPARE | [7 empty] | CAPSULE P-P | [7 empty] | Pre-OP PACU 4 and 6 | 2024-03-07 | Preop/PACU 4-01 | [23 empty] | 0 | [18 empty] | 0 |  | 0 | [24 empty] | 0
4690552 | U MI CIT | LEVEL 4 | IDF 4-122C | 4-108 | PREOP/ PACU | 3 |  | 3 |  |  | WIRED SPARE |  |  |  | WIRED SPARE |  |  |  | WIRED SPARE | [15 empty] | Pre-OP PACU 4 and 6 | 2024-03-07 | Preop/PACU 4-01 | [23 empty] | 0 | [18 empty] | 0 |  | 0 | [24 empty] | 0
4690624 | U MI CIT | LEVEL 4 | IDF 4-122C | 4-108 | PREOP/ PACU | 5 |  | 3 |  |  | WORKSTATION |  |  |  | WIRED SPARE |  |  |  | SPARE | [15 empty] | Pre-OP PACU 4 and 6 | 2024-03-07 | Preop/PACU 4-01 | [17 empty] | 1 | short arm, monitor, micro PC, keyboard mouse, badge reader, wireless barcode scanner |  |  |  |  | 0 |  |  |  | 1 |  | 1 | [7 empty] | 1 |  |  |  | 1 | 0 |  | 0 |  | 1 | 1 | [15 empty] | 1 | [5 empty] | 0
10837820 | U MI CIT | LEVEL 4 | IDF 4-122C | 4-108 | PREOP/ PACU | 14 |  | TV-NC |  |  | TELEVISION |  |  |  | WIRED SPARE |  |  |  | NURSE CALL JACK | [15 empty] | Pre-OP PACU 4 and 6 | 2024-03-07 | Preop/PACU 4-01 |  |  | Y | Y | [19 empty] | 0 | [18 empty] | 0 |  | 0 | [24 empty] | 0
10648882 | U MI CIT | LEVEL 4 | IDF 4-122C | 4-108 | PREOP/ PACU | 4 |  | AV |  |  | MEDICAL DIGITAL SIGN MONITORING |  |  |  | MEDICAL DIGITAL SIGN CORE PC | [19 empty] | Pre-OP PACU 4 and 6 | 2024-03-07 | Preop/PACU 4-01 |  |  | Y | Y | [8 empty] | PERI-OP | MD | [9 empty] | 0 | [18 empty] | 0 |  | 0 | [24 empty] | 0
4690696 | U MI CIT | LEVEL 4 | IDF 4-122C | 4-109 | PREOP/ PACU | 2 |  | 3 |  |  | WORKSTATION |  |  |  | WIRED SPARE |  |  |  | SPARE | [15 empty] | Pre-OP PACU 4 and 6 | 2024-03-07 | Preop/PACU 4-05 | [17 empty] | 1 | short arm, monitor, micro PC, keyboard mouse, badge reader, wireless barcode scanner |  |  |  |  | 0 |  |  |  | 1 |  | 1 | [7 empty] | 1 |  |  |  | 1 | 0 |  | 0 |  | 1 | 1 | [13 empty] | 1 |  | 1 | [5 empty] | 0
4690712 | U MI CIT | LEVEL 4 | IDF 4-122C | 4-109 | PREOP/ PACU | 3 |  | PM |  |  | PHYSIO MONITOR |  |  |  | PHYSIO MONITOR |  |  |  | SPARE | [7 empty] | CAPSULE P-P | [7 empty] | Pre-OP PACU 4 and 6 | 2024-03-07 | Preop/PACU 4-05 | [23 empty] | 0 | [18 empty] | 0 |  | 0 | [24 empty] | 0
4690704 | U MI CIT | LEVEL 4 | IDF 4-122C | 4-109 | PREOP/ PACU | 4 |  | 3C |  |  | WIRED SPARE |  |  |  | WIRED SPARE |  |  |  | WIRED SPARE | [7 empty] | CAPSULE P-P | [7 empty] | Pre-OP PACU 4 and 6 | 2024-03-07 | Preop/PACU 4-05 | [23 empty] | 0 | [18 empty] | 0 |  | 0 | [24 empty] | 0
4690728 | U MI CIT | LEVEL 4 | IDF 4-122C | 4-109 | PREOP/ PACU | 5 |  | 3 |  |  | WIRED SPARE |  |  |  | WIRED SPARE |  |  |  | WIRED SPARE | [15 empty] | Pre-OP PACU 4 and 6 | 2024-03-07 | Preop/PACU 4-05 | [23 empty] | 0 | [18 empty] | 0 |  | 0 | [24 empty] | 0
10837271 | U MI CIT | LEVEL 4 | IDF 4-122C | 4-109 | PREOP/ PACU | 12 |  | TV-NC |  |  | TELEVISION |  |  |  | WIRED SPARE |  |  |  | NURSE CALL JACK | [15 empty] | Pre-OP PACU 4 and 6 | 2024-03-07 | Preop/PACU 4-05 |  |  | Y | Y | [19 empty] | 0 | [18 empty] | 0 |  | 0 | [24 empty] | 0
7016406 | U MI CIT | LEVEL 4 | IDF 4-122C | 4-109 | PREOP/ PACU | 1 |  | AV |  |  | MEDICAL DIGITAL SIGN MONITORING |  |  |  | MEDICAL DIGITAL SIGN CORE PC | [19 empty] | Pre-OP PACU 4 and 6 | 2024-03-07 | Preop/PACU 6-03 |  |  | Y | Y | [8 empty] | PERI-OP | MD | [9 empty] | 0 | [18 empty] | 0 |  | 0 | [24 empty] | 0
4690760 | U MI CIT | LEVEL 4 | IDF 4-122C | 4-111 | PREOP/ PACU | 2 |  | 3C |  |  | WORKSTATION |  |  |  | WIRED SPARE |  |  |  | SPARE | [7 empty] | CAPSULE P-P | [7 empty] | Pre-OP PACU 4 and 6 | 2024-03-07 | Preop/PACU 4-06 | [12 empty] | CDIAVS | Digital Sign | PREP-Recovery MiChart Metric Board |  |  | 1 | short arm, monitor, micro PC, keyboard mouse, badge reader, wireless barcode scanner |  |  |  |  | 0 |  |  |  | 1 |  | 1 | [7 empty] | 1 |  |  |  | 1 | 0 |  | 0 |  | 1 | 1 | [13 empty] | 1 |  | 1 | [5 empty] | 0
4690768 | U MI CIT | LEVEL 4 | IDF 4-122C | 4-111 | PREOP/ PACU | 3 |  | PM |  |  | PHYSIO MONITOR |  |  |  | PHYSIO MONITOR |  |  |  | SPARE | [7 empty] | CAPSULE P-P | [7 empty] | Pre-OP PACU 4 and 6 | 2024-03-07 | Preop/PACU 4-06 | [23 empty] | 0 | [18 empty] | 0 |  | 0 | [24 empty] | 0
10648962 | U MI CIT | LEVEL 4 | IDF 4-122C | 4-111 | PREOP/ PACU | 4 |  | 3 |  |  | WIRED SPARE |  |  |  | WIRED SPARE |  |  |  | WIRED SPARE | [15 empty] | Pre-OP PACU 4 and 6 | 2024-03-07 | Preop/PACU 4-06 | [23 empty] | 0 | [18 empty] | 0 |  | 0 | [24 empty] | 0
4690784 | U MI CIT | LEVEL 4 | IDF 4-122C | 4-111 | PREOP/ PACU | 5 |  | 3 |  |  | WIRED SPARE |  |  |  | WIRED SPARE |  |  |  | WIRED SPARE | [15 empty] | Pre-OP PACU 4 and 6 | 2024-03-07 | Preop/PACU 4-06 | [23 empty] | 0 | [18 empty] | 0 |  | 0 | [24 empty] | 0
10837279 | U MI CIT | LEVEL 4 | IDF 4-122C | 4-111 | PREOP/ PACU | 11 |  | TV-NC |  |  | TELEVISION |  |  |  | WIRED SPARE |  |  |  | NURSE CALL JACK | [15 empty] | Pre-OP PACU 4 and 6 | 2024-03-07 | Preop/PACU 4-06 |  |  | Y | Y | [19 empty] | 0 | [18 empty] | 0 |  | 0 | [24 empty] | 0
7016486 | U MI CIT | LEVEL 4 | IDF 4-122C | 4-111 | PREOP/ PACU | 1 |  | AV |  |  | MEDICAL DIGITAL SIGN MONITORING |  |  |  | MEDICAL DIGITAL SIGN CORE PC | [19 empty] | Pre-OP PACU 4 and 6 | 2024-03-07 | Preop/PACU 4-06 |  |  | Y | Y | [8 empty] | PERI-OP | MD | [9 empty] | 0 | [18 empty] | 0 |  | 0 | [24 empty] | 0
4690472 | U MI CIT | LEVEL 4 | IDF 4-122C | 4-112 | PREOP/ PACU | 2 |  | 3 |  |  | WORKSTATION |  |  |  | WIRED SPARE |  |  |  | SPARE | [15 empty] | Pre-OP PACU 4 and 6 | 2024-03-07 | Preop/PACU 4-04 | [12 empty] | CDIAVS | Digital Sign | PREP-Recovery MiChart Metric Board |  |  | 1 | short arm, monitor, micro PC, keyboard mouse, badge reader, wireless barcode scanner |  |  |  |  | 0 |  |  |  | 1 |  | 1 | [7 empty] | 1 |  |  |  | 1 | 0 |  | 0 |  | 1 | 1 | [13 empty] | 1 |  | 1 | [5 empty] | 0
4690568 | U MI CIT | LEVEL 4 | IDF 4-122C | 4-112 | PREOP/ PACU | 3 |  | PM |  |  | PHYSIO MONITOR |  |  |  | PHYSIO MONITOR |  |  |  | SPARE | [7 empty] | CAPSULE P-P | [7 empty] | Pre-OP PACU 4 and 6 | 2024-03-07 | Preop/PACU 4-04 | [23 empty] | 0 | [18 empty] | 0 |  | 0 | [24 empty] | 0
4690480 | U MI CIT | LEVEL 4 | IDF 4-122C | 4-112 | PREOP/ PACU | 4 |  | 3C |  |  | WIRED SPARE |  |  |  | WIRED SPARE |  |  |  | WIRED SPARE | [7 empty] | CAPSULE P-P | [7 empty] | Pre-OP PACU 4 and 6 | 2024-03-07 | Preop/PACU 4-04 | [23 empty] | 0 | [18 empty] | 0 |  | 0 | [24 empty] | 0
4690504 | U MI CIT | LEVEL 4 | IDF 4-122C | 4-112 | PREOP/ PACU | 5 |  | 3 |  |  | WIRED SPARE |  |  |  | WIRED SPARE |  |  |  | WIRED SPARE | [15 empty] | Pre-OP PACU 4 and 6 | 2024-03-07 | Preop/PACU 4-04 | [23 empty] | 0 | [18 empty] | 0 |  | 0 | [24 empty] | 0
10837766 | U MI CIT | LEVEL 4 | IDF 4-122C | 4-112 | PREOP/ PACU | 11 |  | TV-NC |  |  | TELEVISION |  |  |  | WIRED SPARE |  |  |  | NURSE CALL JACK | [15 empty] | Pre-OP PACU 4 and 6 | 2024-03-07 | Preop/PACU 4-04 |  |  | Y | Y | [19 empty] | 0 | [18 empty] | 0 |  | 0 | [24 empty] | 0
7016238 | U MI CIT | LEVEL 4 | IDF 4-122C | 4-112 | PREOP/ PACU | 1 |  | AV |  |  | MEDICAL DIGITAL SIGN MONITORING |  |  |  | MEDICAL DIGITAL SIGN CORE PC | [19 empty] | Pre-OP PACU 4 and 6 | 2024-03-07 | Preop/PACU 4-04 |  |  | Y | Y | [8 empty] | PERI-OP | MD | [9 empty] | 0 | [18 empty] | 0 |  | 0 | [24 empty] | 0
4690520 | U MI CIT | LEVEL 4 | IDF 4-122C | 4-114 | PREOP/ PACU | 1 |  | 3C |  |  | WORKSTATION |  |  |  | WIRED SPARE |  |  |  | SPARE | [7 empty] | CAPSULE P-P | [7 empty] | Pre-OP PACU 4 and 6 | 2024-03-07 | Preop/PACU 4-03 | [12 empty] | CDIAVS | Digital Sign | PREP-Recovery MiChart Metric Board |  |  | 1 | short arm, monitor, micro PC, keyboard mouse, badge reader, wireless barcode scanner |  |  |  |  | 0 |  |  |  | 1 |  | 1 | [7 empty] | 1 |  |  |  | 1 | 0 |  | 0 |  | 1 | 1 | [13 empty] | 1 |  | 1 | [5 empty] | 0
4690584 | U MI CIT | LEVEL 4 | IDF 4-122C | 4-114 | PREOP/ PACU | 2 |  | PM |  |  | PHYSIO MONITOR |  |  |  | PHYSIO MONITOR |  |  |  | SPARE | [7 empty] | CAPSULE P-P | [7 empty] | Pre-OP PACU 4 and 6 | 2024-03-07 | Preop/PACU 4-03 | [23 empty] | 0 | [18 empty] | 0 |  | 0 | [24 empty] | 0
4690512 | U MI CIT | LEVEL 4 | IDF 4-122C | 4-114 | PREOP/ PACU | 3 |  | 3 |  |  | WIRED SPARE |  |  |  | WIRED SPARE |  |  |  | WIRED SPARE | [15 empty] | Pre-OP PACU 4 and 6 | 2024-03-07 | Preop/PACU 4-03 | [23 empty] | 0 | [18 empty] | 0 |  | 0 | [24 empty] | 0
4690544 | U MI CIT | LEVEL 4 | IDF 4-122C | 4-114 | PREOP/ PACU | 5 |  | 3 |  |  | WIRED SPARE |  |  |  | WIRED SPARE |  |  |  | WIRED SPARE | [15 empty] | Pre-OP PACU 4 and 6 | 2024-03-07 | Preop/PACU 4-03 | [23 empty] | 0 | [18 empty] | 0 |  | 0 | [24 empty] | 0
10837784 | U MI CIT | LEVEL 4 | IDF 4-122C | 4-114 | PREOP/ PACU | 12 |  | TV-NC |  |  | TELEVISION |  |  |  | WIRED SPARE |  |  |  | NURSE CALL JACK | [15 empty] | Pre-OP PACU 4 and 6 | 2024-03-07 | Preop/PACU 4-03 |  |  | Y | Y | [19 empty] | 0 | [18 empty] | 0 |  | 0 | [24 empty] | 0
7016062 | U MI CIT | LEVEL 4 | IDF 4-122C | 4-114 | PREOP/ PACU | 4 |  | AV |  |  | MEDICAL DIGITAL SIGN MONITORING |  |  |  | MEDICAL DIGITAL SIGN CORE PC | [19 empty] | Pre-OP PACU 4 and 6 | 2024-03-07 | Preop/PACU 4-03 |  |  | Y | Y | [8 empty] | PERI-OP | MD | [9 empty] | 0 | [18 empty] | 0 |  | 0 | [24 empty] | 0
4690640 | U MI CIT | LEVEL 4 | IDF 4-122C | 4-116 | PREOP/ PACU | 2 |  | 3 |  |  | WORKSTATION |  |  |  | WIRED SPARE |  |  |  | SPARE | [15 empty] | Pre-OP PACU 4 and 6 | 2024-03-07 | Preop/PACU 4-02 | [12 empty] | CDIAVS | Digital Sign | PREP-Recovery MiChart Metric Board |  |  | 1 | short arm, monitor, micro PC, keyboard mouse, badge reader, wireless barcode scanner |  |  |  |  | 0 |  |  |  | 1 |  | 1 | [7 empty] | 1 |  |  |  | 1 | 0 |  | 0 |  | 1 | 1 | [13 empty] | 1 |  | 1 | [5 empty] | 0
4690664 | U MI CIT | LEVEL 4 | IDF 4-122C | 4-116 | PREOP/ PACU | 3 |  | PM |  |  | PHYSIO MONITOR |  |  |  | PHYSIO MONITOR |  |  |  | SPARE | [7 empty] | CAPSULE P-P | [7 empty] | Pre-OP PACU 4 and 6 | 2024-03-07 | Preop/PACU 4-02 | [23 empty] | 0 | [18 empty] | 0 |  | 0 | [24 empty] | 0
4690648 | U MI CIT | LEVEL 4 | IDF 4-122C | 4-116 | PREOP/ PACU | 4 |  | 3C |  |  | WIRED SPARE |  |  |  | WIRED SPARE |  |  |  | WIRED SPARE | [7 empty] | CAPSULE P-P | [7 empty] | Pre-OP PACU 4 and 6 | 2024-03-07 | Preop/PACU 4-02 | [23 empty] | 0 | [18 empty] | 0 |  | 0 | [24 empty] | 0
4690680 | U MI CIT | LEVEL 4 | IDF 4-122C | 4-116 | PREOP/ PACU | 5 |  | 3 |  |  | WIRED SPARE |  |  |  | WIRED SPARE |  |  |  | WIRED SPARE | [15 empty] | Pre-OP PACU 4 and 6 | 2024-03-07 | Preop/PACU 4-02 | [23 empty] | 0 | [18 empty] | 0 |  | 0 | [24 empty] | 0
10837802 | U MI CIT | LEVEL 4 | IDF 4-122C | 4-116 | PREOP/ PACU | 13 |  | TV-NC |  |  | TELEVISION |  |  |  | WIRED SPARE |  |  |  | NURSE CALL JACK | [15 empty] | Pre-OP PACU 4 and 6 | 2024-03-07 | Preop/PACU 4-02 |  |  | Y | Y | [19 empty] | 0 | [18 empty] | 0 |  | 0 | [24 empty] | 0
7015790 | U MI CIT | LEVEL 4 | IDF 4-122C | 4-116 | PREOP/ PACU | 1 |  | AV |  |  | MEDICAL DIGITAL SIGN MONITORING |  |  |  | MEDICAL DIGITAL SIGN CORE PC | [19 empty] | Pre-OP PACU 4 and 6 | 2024-03-07 | Preop/PACU 4-02 |  |  | Y | Y | [8 empty] | PERI-OP | MD | [9 empty] | 0 | [18 empty] | 0 |  | 0 | [24 empty] | 0
4690325 | U MI CIT | LEVEL 4 | IDF 4-122C | 4-201 | PREOP/ PACU | 2 |  | 3 |  |  | WORKSTATION |  |  |  | WIRED SPARE |  |  |  | SPARE | [15 empty] | Pre-OP PACU 4 and 6 | 2024-03-07 | Preop/PACU 4-07 | [17 empty] | 1 | short arm, monitor, micro PC, keyboard mouse, badge reader, wireless barcode scanner |  |  |  |  | 0 |  |  |  | 1 |  | 1 | [7 empty] | 1 |  |  |  | 1 | 0 |  | 0 |  | 1 | 1 | [13 empty] | 1 |  | 1 | [5 empty] | 0
4690341 | U MI CIT | LEVEL 4 | IDF 4-122C | 4-201 | PREOP/ PACU | 3 |  | PM |  |  | PHYSIO MONITOR |  |  |  | PHYSIO MONITOR |  |  |  | SPARE | [7 empty] | CAPSULE P-P | [7 empty] | Pre-OP PACU 4 and 6 | 2024-03-07 | Preop/PACU 4-07 | [23 empty] | 0 | [18 empty] | 0 |  | 0 | [24 empty] | 0
4690333 | U MI CIT | LEVEL 4 | IDF 4-122C | 4-201 | PREOP/ PACU | 4 |  | 3C |  |  | WIRED SPARE |  |  |  | WIRED SPARE |  |  |  | WIRED SPARE | [7 empty] | CAPSULE P-P | [7 empty] | Pre-OP PACU 4 and 6 | 2024-03-07 | Preop/PACU 4-07 | [23 empty] | 0 | [18 empty] | 0 |  | 0 | [24 empty] | 0
4690429 | U MI CIT | LEVEL 4 | IDF 4-122C | 4-201 | PREOP/ PACU | 5 |  | 3 |  |  | WIRED SPARE |  |  |  | WIRED SPARE |  |  |  | WIRED SPARE | [15 empty] | Pre-OP PACU 4 and 6 | 2024-03-07 | Preop/PACU 4-07 | [23 empty] | 0 | [18 empty] | 0 |  | 0 | [24 empty] | 0
10837318 | U MI CIT | LEVEL 4 | IDF 4-122C | 4-201 | PREOP/ PACU | 20 |  | TV-NC |  |  | TELEVISION |  |  |  | WIRED SPARE |  |  |  | NURSE CALL JACK | [15 empty] | Pre-OP PACU 4 and 6 | 2024-03-07 | Preop/PACU 4-07 |  |  | Y | Y | [19 empty] | 0 | [18 empty] | 0 |  | 0 | [24 empty] | 0
7016252 | U MI CIT | LEVEL 4 | IDF 4-122C | 4-201 | PREOP/ PACU | 1 |  | AV |  |  | MEDICAL DIGITAL SIGN MONITORING |  |  |  | MEDICAL DIGITAL SIGN CORE PC | [19 empty] | Pre-OP PACU 4 and 6 | 2024-03-07 | Preop/PACU 4-07 |  |  | Y | Y | [8 empty] | PERI-OP | MD | [9 empty] | 0 | [18 empty] | 0 |  | 0 | [24 empty] | 0
6987645 | U MI CIT | LEVEL 4 | IDF 4-122C | 4-202 | CLINICAL WORKSTATION | 1 |  | 3 |  |  | PHONE/WORKSTATION |  |  |  | WIRED SPARE |  |  |  | SPARE | [15 empty] | Pre-Op PACU 4 and 6 | 2024-03-07 | [5 empty] | Y | [14 empty] | DTPV0400 | WSIU3547 | DOWNTIME |  | 0 |  |  |  | 1 |  | 1 | [7 empty] | 1 |  |  |  | 1 | 0 |  | 0 |  | 1 | 1 | [21 empty] | 0 | 1 |  |  | 8811 | [7 empty] | New DID, CSS 40, VM Yes
6987653 | U MI CIT | LEVEL 4 | IDF 4-122C | 4-202 | CLINICAL WORKSTATION | 2 |  | 3 |  |  | WORKSTATION |  |  |  | ANLG-RED PHONE |  |  |  | SPARE | [15 empty] | Pre-Op PACU 4 and 6 | 2024-03-07 | [5 empty] | Y | [14 empty] | WSIU3548 |  |  |  | 0 |  |  |  | 1 |  | 1 | [7 empty] | 1 |  |  |  | 1 | 0 |  | 0 |  | 1 | 1 | [21 empty] | 0 | [7 empty] | RED PHONE |  |  |  | RED PHONE
6987661 | U MI CIT | LEVEL 4 | IDF 4-122C | 4-202 | CLINICAL WORKSTATION | 3 |  | 3 |  |  | PHONE/WORKSTATION |  |  |  | LABEL PRINTER |  |  |  | SPARE | [15 empty] | Pre-Op PACU 4 and 6 | 2024-03-07 | [5 empty] | Y | [14 empty] | WSIU3549 |  | PRT-PAV0425 |  | 0 |  |  |  | 1 |  | 1 | [7 empty] | 1 |  |  |  | 1 | 0 |  | 0 |  |  | 1 | [18 empty] | 1 |  |  | 0 |  |  |  | 8811 | [7 empty] | New DID, CSS 40, VM Yes LABEL PRINTER (ADD)
7016759 | U MI CIT | LEVEL 4 | IDF 4-122C | 4-202 | CLINICAL WORKSTATION | 4 |  | 0 |  |  | FUTURE | [23 empty] | Pre-Op PACU 4 and 6 | 2024-03-07 | [24 empty] | 0 | [18 empty] | 0 |  | 0 | [24 empty] | 0
6987669 | U MI CIT | LEVEL 4 | IDF 4-122C | 4-202 | CLINICAL WORKSTATION | 5 |  | 3 |  |  | WORKSTATION |  |  |  | WIRED SPARE |  |  |  | SPARE | [15 empty] | Pre-Op PACU 4 and 6 | 2024-03-07 | [20 empty] | WSIU3550 |  |  |  | 0 |  |  |  | 1 |  | 1 | [7 empty] | 1 |  |  |  | 1 | 0 |  | 0 |  |  | 1 | [21 empty] | 0
6987677 | U MI CIT | LEVEL 4 | IDF 4-122C | 4-202 | CLINICAL WORKSTATION | 6 |  | 3 |  |  | PHONE/WORKSTATION |  |  |  | WIRED SPARE |  |  |  | SPARE | [15 empty] | Pre-Op PACU 4 and 6 | 2024-03-07 | [5 empty] | Y | [14 empty] | WSIU3551 |  |  |  | 0 |  |  |  | 1 |  | 1 | [7 empty] | 1 |  |  |  | 1 | 0 |  | 0 |  | 1 | 1 | [21 empty] | 0 |  |  |  | 8811 | [7 empty] | New DID, CSS 40, VM Yes
4690285 | U MI CIT | LEVEL 4 | IDF 4-122C | 4-203 | PREOP/ PACU | 1 |  | 3C |  |  | WIRED SPARE |  |  |  | WIRED SPARE |  |  |  | WIRED SPARE | [7 empty] | CAPSULE P-P | [7 empty] | Pre-OP PACU 4 and 6 | 2024-03-07 | Preop/PACU 4-08 | [23 empty] | 0 | [18 empty] | 0 |  | 0 | [24 empty] | 0
4690293 | U MI CIT | LEVEL 4 | IDF 4-122C | 4-203 | PREOP/ PACU | 2 |  | PM |  |  | PHYSIO MONITOR |  |  |  | PHYSIO MONITOR |  |  |  | SPARE | [7 empty] | CAPSULE P-P | [7 empty] | Pre-OP PACU 4 and 6 | 2024-03-07 | Preop/PACU 4-08 | [23 empty] | 0 | [18 empty] | 0 |  | 0 | [24 empty] | 0
8562838 | U MI CIT | LEVEL 4 | IDF 4-122C | 4-203 | PREOP/ PACU | 3 |  | 3 |  |  | WORKSTATION |  |  |  | WIRED SPARE |  |  |  | SPARE | [15 empty] | Pre-OP PACU 4 and 6 | 2024-03-07 | Preop/PACU 4-08 | [17 empty] | 1 | short arm, monitor, micro PC, keyboard mouse, badge reader, wireless barcode scanner |  |  |  |  | 0 |  |  |  | 1 |  | 1 | [7 empty] | 1 |  |  |  | 1 | 0 |  | 0 |  | 1 | 1 | [13 empty] | 1 |  | 1 | [5 empty] | 0
4690421 | U MI CIT | LEVEL 4 | IDF 4-122C | 4-203 | PREOP/ PACU | 5 |  | 3 |  |  | WIRED SPARE |  |  |  | WIRED SPARE |  |  |  | WIRED SPARE | [15 empty] | Pre-OP PACU 4 and 6 | 2024-03-07 | Preop/PACU 4-08 | [23 empty] | 0 | [18 empty] | 0 |  | 0 | [24 empty] | 0
10837336 | U MI CIT | LEVEL 4 | IDF 4-122C | 4-203 | PREOP/ PACU | 19 |  | TV-NC |  |  | TELEVISION |  |  |  | WIRED SPARE |  |  |  | NURSE CALL JACK | [15 empty] | Pre-OP PACU 4 and 6 | 2024-03-07 | Preop/PACU 4-08 |  |  | Y | Y | [19 empty] | 0 | [18 empty] | 0 |  | 0 | [24 empty] | 0
7017883 | U MI CIT | LEVEL 4 | IDF 4-122C | 4-203 | PREOP/ PACU | 4 |  | AV |  |  | MEDICAL DIGITAL SIGN MONITORING |  |  |  | MEDICAL DIGITAL SIGN CORE PC | [19 empty] | Pre-OP PACU 4 and 6 | 2024-03-07 | Preop/PACU 4-08 |  |  | Y | Y | [8 empty] | PERI-OP | MD | [9 empty] | 0 | [18 empty] | 0 |  | 0 | [24 empty] | 0
4690229 | U MI CIT | LEVEL 4 | IDF 4-122C | 4-207 | PREOP/ PACU | 2 |  | 3 |  |  | WORKSTATION |  |  |  | WIRED SPARE |  |  |  | SPARE | [15 empty] | Pre-OP PACU 4 and 6 | 2024-03-07 | Preop/PACU 4-09 | [17 empty] | 1 | short arm, monitor, micro PC, keyboard mouse, badge reader, wireless barcode scanner |  |  |  |  | 0 |  |  |  | 1 |  | 1 | [7 empty] | 1 |  |  |  | 1 | 0 |  | 0 |  | 1 | 1 | [13 empty] | 1 |  | 1 | [5 empty] | 0
4690245 | U MI CIT | LEVEL 4 | IDF 4-122C | 4-207 | PREOP/ PACU | 3 |  | PM |  |  | PHYSIO MONITOR |  |  |  | PHYSIO MONITOR |  |  |  | SPARE | [7 empty] | CAPSULE P-P | [7 empty] | Pre-OP PACU 4 and 6 | 2024-03-07 | Preop/PACU 4-09 | [23 empty] | 0 | [18 empty] | 0 |  | 0 | [24 empty] | 0
4690237 | U MI CIT | LEVEL 4 | IDF 4-122C | 4-207 | PREOP/ PACU | 4 |  | 3C |  |  | WIRED SPARE |  |  |  | WIRED SPARE |  |  |  | WIRED SPARE | [7 empty] | CAPSULE P-P | [7 empty] | Pre-OP PACU 4 and 6 | 2024-03-07 | Preop/PACU 4-09 | [23 empty] | 0 | [18 empty] | 0 |  | 0 | [24 empty] | 0
4690413 | U MI CIT | LEVEL 4 | IDF 4-122C | 4-207 | PREOP/ PACU | 5 |  | 3 |  |  | WIRED SPARE |  |  |  | WIRED SPARE |  |  |  | WIRED SPARE | [15 empty] | Pre-OP PACU 4 and 6 | 2024-03-07 | Preop/PACU 4-09 | [23 empty] | 0 | [18 empty] | 0 |  | 0 | [24 empty] | 0
10837354 | U MI CIT | LEVEL 4 | IDF 4-122C | 4-207 | PREOP/ PACU | 18 |  | TV-NC |  |  | TELEVISION |  |  |  | WIRED SPARE |  |  |  | NURSE CALL JACK | [15 empty] | Pre-OP PACU 4 and 6 | 2024-03-07 | Preop/PACU 4-09 |  |  | Y | Y | [19 empty] | 0 | [18 empty] | 0 |  | 0 | [24 empty] | 0
7017897 | U MI CIT | LEVEL 4 | IDF 4-122C | 4-207 | PREOP/ PACU | 1 |  | AV |  |  | MEDICAL DIGITAL SIGN MONITORING |  |  |  | MEDICAL DIGITAL SIGN CORE PC | [19 empty] | Pre-OP PACU 4 and 6 | 2024-03-07 | Preop/PACU 4-09 |  |  | Y | Y | [8 empty] | PERI-OP | MD | [9 empty] | 0 | [18 empty] | 0 |  | 0 | [24 empty] | 0
4690189 | U MI CIT | LEVEL 4 | IDF 4-122C | 4-209 | PREOP/ PACU | 1 |  | 3C |  |  | WORKSTATION |  |  |  | WIRED SPARE |  |  |  | SPARE | [7 empty] | CAPSULE P-P | [7 empty] | Pre-OP PACU 4 and 6 | 2024-03-07 | Preop/PACU 4-10 | [17 empty] | 1 | short arm, monitor, micro PC, keyboard mouse, badge reader, wireless barcode scanner |  |  |  |  | 0 |  |  |  | 1 |  | 1 | [7 empty] | 1 |  |  |  | 1 | 0 |  | 0 |  | 1 | 1 | [13 empty] | 1 |  | 1 | [5 empty] | 0
8540222 | U MI CIT | LEVEL 4 | IDF 4-122C | 4-209 | PREOP/ PACU | 2 |  | PM |  |  | PHYSIO MONITOR |  |  |  | PHYSIO MONITOR |  |  |  | SPARE | [7 empty] | CAPSULE P-P | [7 empty] | Pre-OP PACU 4 and 6 | 2024-03-07 | Preop/PACU 4-10 | [23 empty] | 0 | [18 empty] | 0 |  | 0 | [24 empty] | 0
4690181 | U MI CIT | LEVEL 4 | IDF 4-122C | 4-209 | PREOP/ PACU | 3 |  | 3 |  |  | WIRED SPARE |  |  |  | WIRED SPARE |  |  |  | WIRED SPARE | [15 empty] | Pre-OP PACU 4 and 6 | 2024-03-07 | Preop/PACU 4-10 | [23 empty] | 0 | [18 empty] | 0 |  | 0 | [24 empty] | 0
4690405 | U MI CIT | LEVEL 4 | IDF 4-122C | 4-209 | PREOP/ PACU | 5 |  | 3 |  |  | WIRED SPARE |  |  |  | WIRED SPARE |  |  |  | WIRED SPARE | [15 empty] | Pre-OP PACU 4 and 6 | 2024-03-07 | Preop/PACU 4-10 | [23 empty] | 0 | [18 empty] | 0 |  | 0 | [24 empty] | 0
10837372 | U MI CIT | LEVEL 4 | IDF 4-122C | 4-209 | PREOP/ PACU | 17 |  | TV-NC |  |  | TELEVISION |  |  |  | WIRED SPARE |  |  |  | NURSE CALL JACK | [15 empty] | Pre-OP PACU 4 and 6 | 2024-03-07 | Preop/PACU 4-10 |  |  | Y | Y | [19 empty] | 0 | [18 empty] | 0 |  | 0 | [24 empty] | 0
7017911 | U MI CIT | LEVEL 4 | IDF 4-122C | 4-209 | PREOP/ PACU | 4 |  | AV |  |  | MEDICAL DIGITAL SIGN MONITORING |  |  |  | MEDICAL DIGITAL SIGN CORE PC | [19 empty] | Pre-OP PACU 4 and 6 | 2024-03-07 | Preop/PACU 4-10 |  |  | Y | Y | [8 empty] | PERI-OP | MD | [9 empty] | 0 | [18 empty] | 0 |  | 0 | [24 empty] | 0
4690133 | U MI CIT | LEVEL 4 | IDF 4-122C | 4-211 | PREOP/ PACU | 2 |  | 3 |  |  | WORKSTATION |  |  |  | WIRED SPARE |  |  |  | SPARE | [15 empty] | Pre-OP PACU 4 and 6 | 2024-03-07 | Preop/PACU 4-11 | [17 empty] | 1 | short arm, monitor, micro PC, keyboard mouse, badge reader, wireless barcode scanner |  |  |  |  | 0 |  |  |  | 1 |  | 1 | [7 empty] | 1 |  |  |  | 1 | 0 |  | 0 |  | 1 | 1 | [13 empty] | 1 |  | 1 | [5 empty] | 0
8540290 | U MI CIT | LEVEL 4 | IDF 4-122C | 4-211 | PREOP/ PACU | 3 |  | PM |  |  | PHYSIO MONITOR |  |  |  | PHYSIO MONITOR |  |  |  | SPARE | [7 empty] | CAPSULE P-P | [7 empty] | Pre-OP PACU 4 and 6 | 2024-03-07 | Preop/PACU 4-11 | [23 empty] | 0 | [18 empty] | 0 |  | 0 | [24 empty] | 0
9908052 | U MI CIT | LEVEL 4 | IDF 4-122C | 4-211 | PREOP/ PACU | 4 |  | 3C |  |  | WIRED SPARE |  |  |  | WIRED SPARE |  |  |  | WIRED SPARE | [7 empty] | CAPSULE P-P | [7 empty] | Pre-OP PACU 4 and 6 | 2024-03-07 | Preop/PACU 4-11 | [23 empty] | 0 | [18 empty] | 0 |  | 0 | [24 empty] | 0
4690397 | U MI CIT | LEVEL 4 | IDF 4-122C | 4-211 | PREOP/ PACU | 5 |  | 3 |  |  | WIRED SPARE |  |  |  | WIRED SPARE |  |  |  | WIRED SPARE | [15 empty] | Pre-OP PACU 4 and 6 | 2024-03-07 | Preop/PACU 4-11 | [23 empty] | 0 | [18 empty] | 0 |  | 0 | [24 empty] | 0
10837390 | U MI CIT | LEVEL 4 | IDF 4-122C | 4-211 | PREOP/ PACU | 16 |  | TV-NC |  |  | TELEVISION |  |  |  | WIRED SPARE |  |  |  | NURSE CALL JACK | [15 empty] | Pre-OP PACU 4 and 6 | 2024-03-07 | Preop/PACU 4-11 |  |  | Y | Y | [19 empty] | 0 | [18 empty] | 0 |  | 0 | [24 empty] | 0
7017925 | U MI CIT | LEVEL 4 | IDF 4-122C | 4-211 | PREOP/ PACU | 1 |  | AV |  |  | MEDICAL DIGITAL SIGN MONITORING |  |  |  | MEDICAL DIGITAL SIGN CORE PC | [19 empty] | Pre-OP PACU 4 and 6 | 2024-03-07 | Preop/PACU 4-11 |  |  | Y | Y | [8 empty] | PERI-OP | MD | [9 empty] | 0 | [18 empty] | 0 |  | 0 | [24 empty] | 0
4690093 | U MI CIT | LEVEL 4 | IDF 4-122C | 4-213 | PREOP/ PACU | 1 |  | 3C |  |  | WORKSTATION |  |  |  | WIRED SPARE |  |  |  | SPARE | [7 empty] | CAPSULE P-P | [7 empty] | Pre-OP PACU 4 and 6 | 2024-03-07 | Preop/PACU 4-12 | [17 empty] | 1 | short arm, monitor, micro PC, keyboard mouse, badge reader, wireless barcode scanner |  |  |  |  | 0 |  |  |  | 1 |  | 1 | [7 empty] | 1 |  |  |  | 1 | 0 |  | 0 |  | 1 | 1 | [13 empty] | 1 |  | 1 | [5 empty] | 0
8540362 | U MI CIT | LEVEL 4 | IDF 4-122C | 4-213 | PREOP/ PACU | 2 |  | PM |  |  | PHYSIO MONITOR |  |  |  | PHYSIO MONITOR |  |  |  | SPARE | [7 empty] | CAPSULE P-P | [7 empty] | Pre-OP PACU 4 and 6 | 2024-03-07 | Preop/PACU 4-12 | [23 empty] | 0 | [18 empty] | 0 |  | 0 | [24 empty] | 0
4690085 | U MI CIT | LEVEL 4 | IDF 4-122C | 4-213 | PREOP/ PACU | 3 |  | 3 |  |  | WIRED SPARE |  |  |  | WIRED SPARE |  |  |  | WIRED SPARE | [15 empty] | Pre-OP PACU 4 and 6 | 2024-03-07 | Preop/PACU 4-12 | [23 empty] | 0 | [18 empty] | 0 |  | 0 | [24 empty] | 0
4690389 | U MI CIT | LEVEL 4 | IDF 4-122C | 4-213 | PREOP/ PACU | 5 |  | 3 |  |  | WIRED SPARE |  |  |  | WIRED SPARE |  |  |  | WIRED SPARE | [15 empty] | Pre-OP PACU 4 and 6 | 2024-03-07 | Preop/PACU 4-12 | [23 empty] | 0 | [18 empty] | 0 |  | 0 | [24 empty] | 0
4690117 | U MI CIT | LEVEL 4 | IDF 4-122C | 4-213 | PREOP/ PACU | 6 |  | TV-NC |  |  | WIRED SPARE |  |  |  | WIRED SPARE |  |  |  | NURSE CALL JACK | [15 empty] | Pre-OP PACU 4 and 6 | 2024-03-07 | Preop/PACU 4-12 |  |  | Y | Y | [19 empty] | 0 | [18 empty] | 0 |  | 0 | [24 empty] | 0
10837408 | U MI CIT | LEVEL 4 | IDF 4-122C | 4-213 | PREOP/ PACU | 7 |  | TV-NC |  |  | TELEVISION |  |  |  | WIRED SPARE |  |  |  | NURSE CALL JACK | [15 empty] | Pre-OP PACU 4 and 6 | 2024-03-07 | Preop/PACU 4-12 |  |  | Y | Y | [19 empty] | 0 | [18 empty] | 0 |  | 0 | [24 empty] | 0
7017939 | U MI CIT | LEVEL 4 | IDF 4-122C | 4-213 | PREOP/ PACU | 4 |  | AV |  |  | MEDICAL DIGITAL SIGN MONITORING |  |  |  | MEDICAL DIGITAL SIGN CORE PC | [19 empty] | Pre-OP PACU 4 and 6 | 2024-03-07 | Preop/PACU 4-12 |  |  | Y | Y | [8 empty] | PERI-OP | MD | [9 empty] | 0 | [18 empty] | 0 |  | 0 | [24 empty] | 0
4690037 | U MI CIT | LEVEL 4 | IDF 4-122C | 4-217 | PREOP/ PACU | 2 |  | 3 |  |  | WORKSTATION |  |  |  | WIRED SPARE |  |  |  | SPARE | [15 empty] | Pre-OP PACU 4 and 6 | 2024-03-07 | Preop/PACU 4-15 | [17 empty] | 1 | short arm, monitor, micro PC, keyboard mouse, badge reader, wireless barcode scanner |  |  |  |  | 0 |  |  |  | 1 |  | 1 | [7 empty] | 1 |  |  |  | 1 | 0 |  | 0 |  | 1 | 1 | [13 empty] | 1 |  | 1 | [5 empty] | 0
8540488 | U MI CIT | LEVEL 4 | IDF 4-122C | 4-217 | PREOP/ PACU | 3 |  | PM |  |  | PHYSIO MONITOR |  |  |  | PHYSIO MONITOR |  |  |  | SPARE | [7 empty] | CAPSULE P-P | [7 empty] | Pre-OP PACU 4 and 6 | 2024-03-07 | Preop/PACU 4-15 | [23 empty] | 0 | [18 empty] | 0 |  | 0 | [24 empty] | 0
9907559 | U MI CIT | LEVEL 4 | IDF 4-122C | 4-217 | PREOP/ PACU | 4 |  | 3C |  |  | WIRED SPARE |  |  |  | WIRED SPARE |  |  |  | WIRED SPARE | [7 empty] | CAPSULE P-P | [7 empty] | Pre-OP PACU 4 and 6 | 2024-03-07 | Preop/PACU 4-15 | [23 empty] | 0 | [18 empty] | 0 |  | 0 | [24 empty] | 0
4690381 | U MI CIT | LEVEL 4 | IDF 4-122C | 4-217 | PREOP/ PACU | 5 |  | 3 |  |  | WIRED SPARE |  |  |  | WIRED SPARE |  |  |  | WIRED SPARE | [15 empty] | Pre-OP PACU 4 and 6 | 2024-03-07 | Preop/PACU 4-15 | [23 empty] | 0 | [18 empty] | 0 |  | 0 | [24 empty] | 0
10837426 | U MI CIT | LEVEL 4 | IDF 4-122C | 4-217 | PREOP/ PACU | 14 |  | TV-NC |  |  | TELEVISION |  |  |  | WIRED SPARE |  |  |  | NURSE CALL JACK | [15 empty] | Pre-OP PACU 4 and 6 | 2024-03-07 | Preop/PACU 4-15 |  |  | Y | Y | [19 empty] | 0 | [18 empty] | 0 |  | 0 | [24 empty] | 0
7017953 | U MI CIT | LEVEL 4 | IDF 4-122C | 4-217 | PREOP/ PACU | 1 |  | AV |  |  | WIRED SPARE |  |  |  | WIRED SPARE | [19 empty] | Pre-OP PACU 4 and 6 | 2024-03-07 | Preop/PACU 4-15 |  |  | Y | Y | [19 empty] | 0 | [18 empty] | 0 |  | 0 | [24 empty] | 0
4689997 | U MI CIT | LEVEL 4 | IDF 4-122C | 4-219 | PREOP/ PACU | 1 |  | 3C |  |  | WORKSTATION |  |  |  | WIRED SPARE |  |  |  | SPARE | [7 empty] | CAPSULE P-P | [7 empty] | Pre-OP PACU 4 and 6 | 2024-03-07 | Preop/PACU 4-16 | [17 empty] | 1 | short arm, monitor, micro PC, keyboard mouse, badge reader, wireless barcode scanner |  |  |  |  | 0 |  |  |  | 1 |  | 1 | [7 empty] | 1 |  |  |  | 1 | 0 |  | 0 |  | 1 | 1 | [13 empty] | 1 |  | 1 | [5 empty] | 0
8547276 | U MI CIT | LEVEL 4 | IDF 4-122C | 4-219 | PREOP/ PACU | 2 |  | PM |  |  | PHYSIO MONITOR |  |  |  | PHYSIO MONITOR |  |  |  | SPARE | [7 empty] | CAPSULE P-P | [7 empty] | Pre-OP PACU 4 and 6 | 2024-03-07 | Preop/PACU 4-16 | [23 empty] | 0 | [18 empty] | 0 |  | 0 | [24 empty] | 0
4689989 | U MI CIT | LEVEL 4 | IDF 4-122C | 4-219 | PREOP/ PACU | 3 |  | 3 |  |  | WIRED SPARE |  |  |  | WIRED SPARE |  |  |  | WIRED SPARE | [15 empty] | Pre-OP PACU 4 and 6 | 2024-03-07 | Preop/PACU 4-16 | [23 empty] | 0 | [18 empty] | 0 |  | 0 | [24 empty] | 0
4690373 | U MI CIT | LEVEL 4 | IDF 4-122C | 4-219 | PREOP/ PACU | 5 |  | 3 |  |  | WIRED SPARE |  |  |  | WIRED SPARE |  |  |  | WIRED SPARE | [15 empty] | Pre-OP PACU 4 and 6 | 2024-03-07 | Preop/PACU 4-16 | [23 empty] | 0 | [18 empty] | 0 |  | 0 | [24 empty] | 0
10837444 | U MI CIT | LEVEL 4 | IDF 4-122C | 4-219 | PREOP/ PACU | 12 |  | TV-NC |  |  | TELEVISION |  |  |  | WIRED SPARE |  |  |  | NURSE CALL JACK | [15 empty] | Pre-OP PACU 4 and 6 | 2024-03-07 | Preop/PACU 4-16 |  |  | Y | Y | [19 empty] | 0 | [18 empty] | 0 |  | 0 | [24 empty] | 0
8547205 | U MI CIT | LEVEL 4 | IDF 4-122C | 4-219 | PREOP/ PACU | 4 |  | AV |  |  | WIRED SPARE |  |  |  | WIRED SPARE | [19 empty] | Pre-OP PACU 4 and 6 | 2024-03-07 | Preop/PACU 4-16 |  |  | Y | Y | [19 empty] | 0 | [18 empty] | 0 |  | 0 | [24 empty] | 0
4692826 | U MI CIT | LEVEL 4 | IDF 4-122C | 4-222 | PREOP/ PACU | 1 |  | 3C |  |  | WIRED SPARE |  |  |  | WIRED SPARE |  |  |  | WIRED SPARE | [7 empty] | CAPSULE P-P | [7 empty] | Pre-OP PACU 4 and 6 | 2024-03-07 | Preop/PACU 4-13 | [23 empty] | 0 | [18 empty] | 0 |  | 0 | [24 empty] | 0
4692948 | U MI CIT | LEVEL 4 | IDF 4-122C | 4-222 | PREOP/ PACU | 2 |  | PM |  |  | PHYSIO MONITOR |  |  |  | PHYSIO MONITOR |  |  |  | SPARE | [7 empty] | CAPSULE P-P | [7 empty] | Pre-OP PACU 4 and 6 | 2024-03-07 | Preop/PACU 4-13 | [23 empty] | 0 | [18 empty] | 0 |  | 0 | [24 empty] | 0
8562222 | U MI CIT | LEVEL 4 | IDF 4-122C | 4-222 | PREOP/ PACU | 3 |  | 3 |  |  | WORKSTATION |  |  |  | WIRED SPARE |  |  |  | SPARE | [15 empty] | Pre-OP PACU 4 and 6 | 2024-03-07 | Preop/PACU 4-13 | [17 empty] | 1 | short arm, monitor, micro PC, keyboard mouse, badge reader, wireless barcode scanner |  |  |  |  | 0 |  |  |  | 1 |  | 1 | [7 empty] | 1 |  |  |  | 1 | 0 |  | 0 |  | 1 | 1 | [13 empty] | 1 |  | 1 | [5 empty] | 0
4693000 | U MI CIT | LEVEL 4 | IDF 4-122C | 4-222 | PREOP/ PACU | 5 |  | 3 |  |  | WIRED SPARE |  |  |  | WIRED SPARE |  |  |  | WIRED SPARE | [15 empty] | Pre-OP PACU 4 and 6 | 2024-03-07 | Preop/PACU 4-13 | [23 empty] | 0 | [18 empty] | 0 |  | 0 | [24 empty] | 0
10837720 | U MI CIT | LEVEL 4 | IDF 4-122C | 4-222 | PREOP/ PACU | 13 |  | TV-NC |  |  | TELEVISION |  |  |  | WIRED SPARE |  |  |  | NURSE CALL JACK | [15 empty] | Pre-OP PACU 4 and 6 | 2024-03-07 | Preop/PACU 4-13 |  |  | Y | Y | [19 empty] | 0 | [18 empty] | 0 |  | 0 | [24 empty] | 0
8547461 | U MI CIT | LEVEL 4 | IDF 4-122C | 4-222 | PREOP/ PACU | 4 |  | AV |  |  | WIRED SPARE |  |  |  | WIRED SPARE | [19 empty] | Pre-OP PACU 4 and 6 | 2024-03-07 | Preop/PACU 4-13 |  |  | Y | Y | [19 empty] | 0 | [18 empty] | 0 |  | 0 | [24 empty] | 0
4693157 | U MI CIT | LEVEL 4 | IDF 4-122C | 4-224 | PREOP/ PACU | 2 |  | 3 |  |  | WORKSTATION |  |  |  | WIRED SPARE |  |  |  | SPARE | [15 empty] | Pre-OP PACU 4 and 6 | 2024-03-07 | Preop/PACU 4-14 | [17 empty] | 1 | short arm, monitor, micro PC, keyboard mouse, badge reader, wireless barcode scanner |  |  |  |  | 0 |  |  |  | 1 |  | 1 | [7 empty] | 1 |  |  |  | 1 | 0 |  | 0 |  | 1 | 1 | [13 empty] | 1 |  | 1 | [5 empty] | 0
4693181 | U MI CIT | LEVEL 4 | IDF 4-122C | 4-224 | PREOP/ PACU | 3 |  | PM |  |  | PHYSIO MONITOR |  |  |  | PHYSIO MONITOR |  |  |  | SPARE | [7 empty] | CAPSULE P-P | [7 empty] | Pre-OP PACU 4 and 6 | 2024-03-07 | Preop/PACU 4-14 | [23 empty] | 0 | [18 empty] | 0 |  | 0 | [24 empty] | 0
4693165 | U MI CIT | LEVEL 4 | IDF 4-122C | 4-224 | PREOP/ PACU | 4 |  | 3C |  |  | WIRED SPARE |  |  |  | WIRED SPARE |  |  |  | WIRED SPARE | [7 empty] | CAPSULE P-P | [7 empty] | Pre-OP PACU 4 and 6 | 2024-03-07 | Preop/PACU 4-14 | [23 empty] | 0 | [18 empty] | 0 |  | 0 | [24 empty] | 0
4693189 | U MI CIT | LEVEL 4 | IDF 4-122C | 4-224 | PREOP/ PACU | 5 |  | 3 |  |  | WIRED SPARE |  |  |  | WIRED SPARE |  |  |  | WIRED SPARE | [15 empty] | Pre-OP PACU 4 and 6 | 2024-03-07 | Preop/PACU 4-14 | [23 empty] | 0 | [18 empty] | 0 |  | 0 | [24 empty] | 0
10837702 | U MI CIT | LEVEL 4 | IDF 4-122C | 4-224 | PREOP/ PACU | 11 |  | TV-NC |  |  | TELEVISION |  |  |  | WIRED SPARE |  |  |  | NURSE CALL JACK | [15 empty] | Pre-OP PACU 4 and 6 | 2024-03-07 | Preop/PACU 4-14 |  |  | Y | Y | [19 empty] | 0 | [18 empty] | 0 |  | 0 | [24 empty] | 0
7019867 | U MI CIT | LEVEL 4 | IDF 4-122C | 4-224 | PREOP/ PACU | 1 |  | AV |  |  | WIRED SPARE |  |  |  | WIRED SPARE | [19 empty] | Pre-OP PACU 4 and 6 | 2024-03-07 | Preop/PACU 4-14 |  |  | Y | Y | [19 empty] | 0 | [18 empty] | 0 |  | 0 | [24 empty] | 0
4693230 | U MI CIT | LEVEL 4 | IDF 4-122C | 4-226 | PREOP/ PACU | 1 |  | 3C |  |  | WIRED SPARE |  |  |  | WIRED SPARE |  |  |  | WIRED SPARE | [7 empty] | CAPSULE P-P | [7 empty] | Pre-OP PACU 4 and 6 | 2024-03-07 | Preop/PACU 4-17 | [23 empty] | 0 | [18 empty] | 0 |  | 0 | [24 empty] | 0
4693246 | U MI CIT | LEVEL 4 | IDF 4-122C | 4-226 | PREOP/ PACU | 2 |  | PM |  |  | PHYSIO MONITOR |  |  |  | PHYSIO MONITOR |  |  |  | SPARE | [7 empty] | CAPSULE P-P | [7 empty] | Pre-OP PACU 4 and 6 | 2024-03-07 | Preop/PACU 4-17 | [23 empty] | 0 | [18 empty] | 0 |  | 0 | [24 empty] | 0
8562945 | U MI CIT | LEVEL 4 | IDF 4-122C | 4-226 | PREOP/ PACU | 3 |  | 3 |  |  | WORKSTATION |  |  |  | WIRED SPARE |  |  |  | SPARE | [15 empty] | Pre-OP PACU 4 and 6 | 2024-03-07 | Preop/PACU 4-17 | [17 empty] | 1 | short arm, monitor, micro PC, keyboard mouse, badge reader, wireless barcode scanner |  |  |  |  | 0 |  |  |  | 1 |  | 1 | [7 empty] | 1 |  |  |  | 1 | 0 |  | 0 |  | 1 | 1 | [13 empty] | 1 |  | 1 | [5 empty] | 0
4693254 | U MI CIT | LEVEL 4 | IDF 4-122C | 4-226 | PREOP/ PACU | 5 |  | 3 |  |  | WIRED SPARE |  |  |  | WIRED SPARE |  |  |  | WIRED SPARE | [15 empty] | Pre-OP PACU 4 and 6 | 2024-03-07 | Preop/PACU 4-17 | [23 empty] | 0 | [18 empty] | 0 |  | 0 | [24 empty] | 0
10837684 | U MI CIT | LEVEL 4 | IDF 4-122C | 4-226 | PREOP/ PACU | 6 |  | TV-NC |  |  | TELEVISION |  |  |  | WIRED SPARE |  |  |  | NURSE CALL JACK | [15 empty] | Pre-OP PACU 4 and 6 | 2024-03-07 | Preop/PACU 4-17 |  |  | Y | Y | [19 empty] | 0 | [18 empty] | 0 |  | 0 | [24 empty] | 0
9905663 | U MI CIT | LEVEL 4 | IDF 4-122C | 4-226 | PREOP/ PACU | 4 |  | AV |  |  | WIRED SPARE |  |  |  | WIRED SPARE | [19 empty] | Pre-OP PACU 4 and 6 | 2024-03-07 | Preop/PACU 4-17 |  |  | Y | Y | [19 empty] | 0 | [18 empty] | 0 |  | 0 | [24 empty] | 0
4693285 | U MI CIT | LEVEL 4 | IDF 4-122C | 4-228 | PREOP/ PACU | 2 |  | 3 |  |  | WORKSTATION |  |  |  | WIRED SPARE |  |  |  | SPARE | [15 empty] | Pre-OP PACU 4 and 6 | 2024-03-07 | Preop/PACU 4-18 | [17 empty] | 1 | short arm, monitor, micro PC, keyboard mouse, badge reader, wireless barcode scanner |  |  |  |  | 0 |  |  |  | 1 |  | 1 | [7 empty] | 1 |  |  |  | 1 | 0 |  | 0 |  | 1 | 1 | [13 empty] | 1 |  | 1 | [5 empty] | 0
4693309 | U MI CIT | LEVEL 4 | IDF 4-122C | 4-228 | PREOP/ PACU | 3 |  | PM |  |  | PHYSIO MONITOR |  |  |  | PHYSIO MONITOR |  |  |  | SPARE | [7 empty] | CAPSULE P-P | [7 empty] | Pre-OP PACU 4 and 6 | 2024-03-07 | Preop/PACU 4-18 | [23 empty] | 0 | [18 empty] | 0 |  | 0 | [24 empty] | 0
4693293 | U MI CIT | LEVEL 4 | IDF 4-122C | 4-228 | PREOP/ PACU | 4 |  | 3C |  |  | WIRED SPARE |  |  |  | WIRED SPARE |  |  |  | WIRED SPARE | [7 empty] | CAPSULE P-P | [7 empty] | Pre-OP PACU 4 and 6 | 2024-03-07 | Preop/PACU 4-18 | [23 empty] | 0 | [18 empty] | 0 |  | 0 | [24 empty] | 0
4693317 | U MI CIT | LEVEL 4 | IDF 4-122C | 4-228 | PREOP/ PACU | 5 |  | 3 |  |  | WIRED SPARE |  |  |  | WIRED SPARE |  |  |  | WIRED SPARE | [15 empty] | Pre-OP PACU 4 and 6 | 2024-03-07 | Preop/PACU 4-18 | [23 empty] | 0 | [18 empty] | 0 |  | 0 | [24 empty] | 0
10837666 | U MI CIT | LEVEL 4 | IDF 4-122C | 4-228 | PREOP/ PACU | 6 |  | TV-NC |  |  | TELEVISION |  |  |  | WIRED SPARE |  |  |  | NURSE CALL JACK | [15 empty] | Pre-OP PACU 4 and 6 | 2024-03-07 | Preop/PACU 4-18 |  |  | Y | Y | [19 empty] | 0 | [18 empty] | 0 |  | 0 | [24 empty] | 0
8563747 | U MI CIT | LEVEL 4 | IDF 4-122C | 4-228 | PREOP/ PACU | 1 |  | AV |  |  | WIRED SPARE |  |  |  | WIRED SPARE | [19 empty] | Pre-OP PACU 4 and 6 | 2024-03-07 | Preop/PACU 4-18 |  |  | Y | Y | [19 empty] | 0 | [18 empty] | 0 |  | 0 | [24 empty] | 0
8561893 | U MI CIT | LEVEL 4 | IDF 4-122C | 4-229 | PREOP/ PACU | 2 |  | 3 |  |  | WORKSTATION |  |  |  | WIRED SPARE |  |  |  | SPARE | [15 empty] | Pre-OP PACU 4 and 6 | 2024-03-07 | Preop/PACU 4-19 | [17 empty] | 1 | short arm, monitor, micro PC, keyboard mouse, badge reader, wireless barcode scanner |  |  |  |  | 0 |  |  |  | 1 |  | 1 | [7 empty] | 1 |  |  |  | 1 | 0 |  | 0 |  | 1 | 1 | [13 empty] | 1 |  | 1 | [5 empty] | 0
8540508 | U MI CIT | LEVEL 4 | IDF 4-122C | 4-229 | PREOP/ PACU | 3 |  | PM |  |  | PHYSIO MONITOR |  |  |  | PHYSIO MONITOR |  |  |  | SPARE | [7 empty] | CAPSULE P-P | [7 empty] | Pre-OP PACU 4 and 6 | 2024-03-07 | Preop/PACU 4-19 | [23 empty] | 0 | [18 empty] | 0 |  | 0 | [24 empty] | 0
4689949 | U MI CIT | LEVEL 4 | IDF 4-122C | 4-229 | PREOP/ PACU | 4 |  | 3C |  |  | WIRED SPARE |  |  |  | WIRED SPARE |  |  |  | WIRED SPARE | [7 empty] | CAPSULE P-P | [7 empty] | Pre-OP PACU 4 and 6 | 2024-03-07 | Preop/PACU 4-19 | [23 empty] | 0 | [18 empty] | 0 |  | 0 | [24 empty] | 0
4690438 | U MI CIT | LEVEL 4 | IDF 4-122C | 4-229 | PREOP/ PACU | 5 |  | 3 |  |  | WIRED SPARE |  |  |  | WIRED SPARE |  |  |  | WIRED SPARE | [15 empty] | Pre-OP PACU 4 and 6 | 2024-03-07 | Preop/PACU 4-19 | [23 empty] | 0 | [18 empty] | 0 |  | 0 | [24 empty] | 0
10837462 | U MI CIT | LEVEL 4 | IDF 4-122C | 4-229 | PREOP/ PACU | 11 |  | TV-NC |  |  | TELEVISION |  |  |  | WIRED SPARE |  |  |  | NURSE CALL JACK | [15 empty] | Pre-OP PACU 4 and 6 | 2024-03-07 | Preop/PACU 4-19 |  |  | Y | Y | [19 empty] | 0 | [18 empty] | 0 |  | 0 | [24 empty] | 0
7017981 | U MI CIT | LEVEL 4 | IDF 4-122C | 4-229 | PREOP/ PACU | 1 |  | AV |  |  | WIRED SPARE |  |  |  | WIRED SPARE | [19 empty] | Pre-OP PACU 4 and 6 | 2024-03-07 | Preop/PACU 4-19 |  |  | Y | Y | [19 empty] | 0 | [18 empty] | 0 |  | 0 | [24 empty] | 0
6987741 | U MI CIT | LEVEL 4 | IDF 4-122C | 4-231 | PREOP/ PACU | 1 |  | 3C |  |  | WIRED SPARE |  |  |  | WIRED SPARE |  |  |  | WIRED SPARE | [7 empty] | CAPSULE P-P | [7 empty] | Pre-OP PACU 4 and 6 | 2024-03-07 | Preop/PACU 4-20 | [23 empty] | 0 | [18 empty] | 0 |  | 0 | [24 empty] | 0
8540598 | U MI CIT | LEVEL 4 | IDF 4-122C | 4-231 | PREOP/ PACU | 2 |  | PM |  |  | PHYSIO MONITOR |  |  |  | PHYSIO MONITOR |  |  |  | SPARE | [7 empty] | CAPSULE P-P | [7 empty] | Pre-OP PACU 4 and 6 | 2024-03-07 | Preop/PACU 4-20 | [23 empty] | 0 | [18 empty] | 0 |  | 0 | [24 empty] | 0
6987733 | U MI CIT | LEVEL 4 | IDF 4-122C | 4-231 | PREOP/ PACU | 3 |  | 3 |  |  | WORKSTATION |  |  |  | WIRED SPARE |  |  |  | SPARE | [15 empty] | Pre-OP PACU 4 and 6 | 2024-03-07 | Preop/PACU 4-20 | [17 empty] | 1 | short arm, monitor, micro PC, keyboard mouse, badge reader, wireless barcode scanner |  |  |  |  | 0 |  |  |  | 1 |  | 1 | [7 empty] | 1 |  |  |  | 1 | 0 |  | 0 |  | 1 | 1 | [13 empty] | 1 |  | 1 | [5 empty] | 0
6987773 | U MI CIT | LEVEL 4 | IDF 4-122C | 4-231 | PREOP/ PACU | 5 |  | 3 |  |  | WIRED SPARE |  |  |  | WIRED SPARE |  |  |  | WIRED SPARE | [15 empty] | Pre-OP PACU 4 and 6 | 2024-03-07 | Preop/PACU 4-20 | [23 empty] | 0 | [18 empty] | 0 |  | 0 | [24 empty] | 0
10837480 | U MI CIT | LEVEL 4 | IDF 4-122C | 4-231 | PREOP/ PACU | 12 |  | TV-NC |  |  | TELEVISION |  |  |  | WIRED SPARE |  |  |  | NURSE CALL JACK | [15 empty] | Pre-OP PACU 4 and 6 | 2024-03-07 | Preop/PACU 4-20 |  |  | Y | Y | [19 empty] | 0 | [18 empty] | 0 |  | 0 | [24 empty] | 0
7017995 | U MI CIT | LEVEL 4 | IDF 4-122C | 4-231 | PREOP/ PACU | 4 |  | AV |  |  | WIRED SPARE |  |  |  | WIRED SPARE | [19 empty] | Pre-OP PACU 4 and 6 | 2024-03-07 | Preop/PACU 4-20 |  |  | Y | Y | [19 empty] | 0 | [18 empty] | 0 |  | 0 | [24 empty] | 0
4693559 | U MI CIT | LEVEL 4 | IDF 4-122C | 4-232 | ISO PREOP/ PACU | 1 |  | 3C |  |  | WIRED SPARE |  |  |  | WIRED SPARE |  |  |  | WIRED SPARE | [7 empty] | CAPSULE P-P | [7 empty] | Pre-OP PACU 4 and 6 | 2024-03-07 | Preop/PACU 4-27 | [23 empty] | 0 | [18 empty] | 0 |  | 0 | [24 empty] | 0
4693724 | U MI CIT | LEVEL 4 | IDF 4-122C | 4-232 | ISO PREOP/ PACU | 2 |  | PM |  |  | PHYSIO MONITOR |  |  |  | PHYSIO MONITOR |  |  |  | SPARE | [7 empty] | CAPSULE P-P | [7 empty] | Pre-OP PACU 4 and 6 | 2024-03-07 | Preop/PACU 4-27 | [23 empty] | 0 | [18 empty] | 0 |  | 0 | [24 empty] | 0
4693551 | U MI CIT | LEVEL 4 | IDF 4-122C | 4-232 | ISO PREOP/ PACU | 3 |  | 3 |  |  | WORKSTATION |  |  |  | WIRED SPARE |  |  |  | SPARE | [15 empty] | Pre-OP PACU 4 and 6 | 2024-03-07 | Preop/PACU 4-27 | [17 empty] | 1 | short arm, monitor, micro PC, keyboard mouse, badge reader, wireless barcode scanner | wsor0798 |  |  |  | 0 |  |  |  | 1 |  | 1 | [7 empty] | 1 |  |  |  | 1 | 0 |  | 0 |  | 1 | 1 | [13 empty] | 1 |  | 1 | [5 empty] | 0
4693599 | U MI CIT | LEVEL 4 | IDF 4-122C | 4-232 | ISO PREOP/ PACU | 5 |  | 3 |  |  | WIRED SPARE |  |  |  | WIRED SPARE |  |  |  | WIRED SPARE | [15 empty] | Pre-OP PACU 4 and 6 | 2024-03-07 | Preop/PACU 4-27 | [23 empty] | 0 | [18 empty] | 0 |  | 0 | [24 empty] | 0
4693583 | U MI CIT | LEVEL 4 | IDF 4-122C | 4-232 | ISO PREOP/ PACU | 6 |  | TV-NC |  |  | TELEVISION |  |  |  | WIRED SPARE |  |  |  | NURSE CALL JACK | [15 empty] | Pre-OP PACU 4 and 6 | 2024-03-07 | Preop/PACU 4-27 | [23 empty] | 0 | [18 empty] | 0 |  | 0 | [24 empty] | 0
8562761 | U MI CIT | LEVEL 4 | IDF 4-122C | 4-232 | ISO PREOP/ PACU | 4 |  | AV |  |  | MEDICAL DIGITAL SIGN MONITORING |  |  |  | MEDICAL DIGITAL SIGN CORE PC | [19 empty] | Pre-OP PACU 4 and 6 | 2024-03-07 | Preop/PACU 4-27 |  |  | Y | [9 empty] | PERI-OP | MD | [9 empty] | 0 | [18 empty] | 0 |  | 0 | [24 empty] | 0
7462551 | U MI CIT | LEVEL 4 | IDF 4-122C | 4-232A | ANTE ROOM | 1 |  | 1 |  |  | MEDICAL EQUIPMENT-MOBILE | [23 empty] | Pre-OP PACU 4 and 6 | 2024-03-07 | [24 empty] | 0 | [18 empty] | 0 |  | 0 | [24 empty] | 0
6987787 | U MI CIT | LEVEL 4 | IDF 4-122C | 4-233 | PREOP/ PACU | 2 |  | 3 |  |  | WORKSTATION |  |  |  | WIRED SPARE |  |  |  | SPARE | [15 empty] | Pre-OP PACU 4 and 6 | 2024-03-07 | Preop/PACU 4-21 | [17 empty] | 1 | short arm, monitor, micro PC, keyboard mouse, badge reader, wireless barcode scanner |  |  |  |  | 0 |  |  |  | 1 |  | 1 | [7 empty] | 1 |  |  |  | 1 | 0 |  | 0 |  | 1 | 1 | [13 empty] | 1 |  | 1 | [5 empty] | 0
8540544 | U MI CIT | LEVEL 4 | IDF 4-122C | 4-233 | PREOP/ PACU | 3 |  | PM |  |  | PHYSIO MONITOR |  |  |  | PHYSIO MONITOR |  |  |  | SPARE | [7 empty] | CAPSULE P-P | [7 empty] | Pre-OP PACU 4 and 6 | 2024-03-07 | Preop/PACU 4-21 | [23 empty] | 0 | [18 empty] | 0 |  | 0 | [24 empty] | 0
6987795 | U MI CIT | LEVEL 4 | IDF 4-122C | 4-233 | PREOP/ PACU | 4 |  | 3C |  |  | WIRED SPARE |  |  |  | WIRED SPARE |  |  |  | WIRED SPARE | [7 empty] | CAPSULE P-P | [7 empty] | Pre-OP PACU 4 and 6 | 2024-03-07 | Preop/PACU 4-21 | [23 empty] | 0 | [18 empty] | 0 |  | 0 | [24 empty] | 0
6987827 | U MI CIT | LEVEL 4 | IDF 4-122C | 4-233 | PREOP/ PACU | 5 |  | 3 |  |  | WIRED SPARE |  |  |  | WIRED SPARE |  |  |  | WIRED SPARE | [15 empty] | Pre-OP PACU 4 and 6 | 2024-03-07 | Preop/PACU 4-21 | [23 empty] | 0 | [18 empty] | 0 |  | 0 | [24 empty] | 0
10837516 | U MI CIT | LEVEL 4 | IDF 4-122C | 4-233 | PREOP/ PACU | 13 |  | TV-NC |  |  | TELEVISION |  |  |  | WIRED SPARE |  |  |  | NURSE CALL JACK | [15 empty] | Pre-OP PACU 4 and 6 | 2024-03-07 | Preop/PACU 4-21 |  |  | Y | Y | [19 empty] | 0 | [18 empty] | 0 |  | 0 | [24 empty] | 0
7018011 | U MI CIT | LEVEL 4 | IDF 4-122C | 4-233 | PREOP/ PACU | 1 |  | AV |  |  | WIRED SPARE |  |  |  | WIRED SPARE | [19 empty] | Pre-OP PACU 4 and 6 | 2024-03-07 | Preop/PACU 4-21 |  |  | Y | Y | [19 empty] | 0 | [18 empty] | 0 |  | 0 | [24 empty] | 0
4693621 | U MI CIT | LEVEL 4 | IDF 4-122C | 4-234 | ISO PREOP/ PACU | 2 |  | 3 |  |  | WORKSTATION |  |  |  | WIRED SPARE |  |  |  | SPARE | [15 empty] | Pre-OP PACU 4 and 6 | 2024-03-07 | Preop/PACU 4-28 | [17 empty] | 1 | short arm, monitor, micro PC, keyboard mouse, badge reader, wireless barcode scanner | wsor0799 |  |  |  | 0 |  |  |  | 1 |  | 1 | [7 empty] | 1 |  |  |  | 1 | 0 |  | 0 |  | 1 | 1 | [13 empty] | 1 |  | 1 | [5 empty] | 0
4693703 | U MI CIT | LEVEL 4 | IDF 4-122C | 4-234 | ISO PREOP/ PACU | 3 |  | PM |  |  | PHYSIO MONITOR |  |  |  | PHYSIO MONITOR |  |  |  | SPARE | [7 empty] | CAPSULE P-P | [7 empty] | Pre-OP PACU 4 and 6 | 2024-03-07 | Preop/PACU 4-28 | [23 empty] | 0 | [18 empty] | 0 |  | 0 | [24 empty] | 0
4693629 | U MI CIT | LEVEL 4 | IDF 4-122C | 4-234 | ISO PREOP/ PACU | 4 |  | 3C |  |  | WIRED SPARE |  |  |  | WIRED SPARE |  |  |  | WIRED SPARE | [7 empty] | CAPSULE P-P | [7 empty] | Pre-OP PACU 4 and 6 | 2024-03-07 | Preop/PACU 4-28 | [23 empty] | 0 | [18 empty] | 0 |  | 0 | [24 empty] | 0
4693654 | U MI CIT | LEVEL 4 | IDF 4-122C | 4-234 | ISO PREOP/ PACU | 5 |  | 3 |  |  | WIRED SPARE |  |  |  | WIRED SPARE |  |  |  | WIRED SPARE | [15 empty] | Pre-OP PACU 4 and 6 | 2024-03-07 | Preop/PACU 4-28 | [23 empty] | 0 | [18 empty] | 0 |  | 0 | [24 empty] | 0
4693638 | U MI CIT | LEVEL 4 | IDF 4-122C | 4-234 | ISO PREOP/ PACU | 6 |  | TV-NC |  |  | TELEVISION |  |  |  | WIRED SPARE |  |  |  | NURSE CALL JACK | [15 empty] | Pre-OP PACU 4 and 6 | 2024-03-07 | Preop/PACU 4-28 | [23 empty] | 0 | [18 empty] | 0 |  | 0 | [24 empty] | 0
7020104 | U MI CIT | LEVEL 4 | IDF 4-122C | 4-234 | ISO PREOP/ PACU | 1 |  | AV |  |  | MEDICAL DIGITAL SIGN MONITORING |  |  |  | MEDICAL DIGITAL SIGN CORE PC | [19 empty] | Pre-OP PACU 4 and 6 | 2024-03-07 | Preop/PACU 4-28 |  |  | Y | [9 empty] | PERI-OP | MD | [9 empty] | 0 | [18 empty] | 0 |  | 0 | [24 empty] | 0
6987845 | U MI CIT | LEVEL 4 | IDF 4-122C | 4-237 | PREOP/ PACU | 1 |  | 3C |  |  | WIRED SPARE |  |  |  | WIRED SPARE |  |  |  | WIRED SPARE | [7 empty] | CAPSULE P-P | [7 empty] | Pre-OP PACU 4 and 6 | 2024-03-07 | Preop/PACU 4-22 | [23 empty] | 0 | [18 empty] | 0 |  | 0 | [24 empty] | 0
8540698 | U MI CIT | LEVEL 4 | IDF 4-122C | 4-237 | PREOP/ PACU | 2 |  | PM |  |  | PHYSIO MONITOR |  |  |  | PHYSIO MONITOR |  |  |  | SPARE | [7 empty] | CAPSULE P-P | [7 empty] | Pre-OP PACU 4 and 6 | 2024-03-07 | Preop/PACU 4-22 | [23 empty] | 0 | [18 empty] | 0 |  | 0 |  | 1 | 1 | [21 empty] | 0
6987837 | U MI CIT | LEVEL 4 | IDF 4-122C | 4-237 | PREOP/ PACU | 3 |  | 3 |  |  | WORKSTATION |  |  |  | WIRED SPARE |  |  |  | SPARE | [15 empty] | Pre-OP PACU 4 and 6 | 2024-03-07 | Preop/PACU 4-22 | [17 empty] | 1 | short arm, monitor, micro PC, keyboard mouse, badge reader, wireless barcode scanner |  |  |  |  | 0 |  |  |  | 1 |  | 1 | [7 empty] | 1 |  |  |  | 1 | 0 |  | 0 | [16 empty] | 1 |  | 1 | [5 empty] | 0
6987877 | U MI CIT | LEVEL 4 | IDF 4-122C | 4-237 | PREOP/ PACU | 5 |  | 3 |  |  | WIRED SPARE |  |  |  | WIRED SPARE |  |  |  | WIRED SPARE | [15 empty] | Pre-OP PACU 4 and 6 | 2024-03-07 | Preop/PACU 4-22 | [23 empty] | 0 | [18 empty] | 0 |  | 0 | [24 empty] | 0
10837498 | U MI CIT | LEVEL 4 | IDF 4-122C | 4-237 | PREOP/ PACU | 14 |  | TV-NC |  |  | TELEVISION |  |  |  | WIRED SPARE |  |  |  | NURSE CALL JACK | [15 empty] | Pre-OP PACU 4 and 6 | 2024-03-07 | Preop/PACU 4-22 |  |  | Y | Y | [19 empty] | 0 | [18 empty] | 0 |  | 0 | [24 empty] | 0
7018027 | U MI CIT | LEVEL 4 | IDF 4-122C | 4-237 | PREOP/ PACU | 4 |  | AV |  |  | WIRED SPARE |  |  |  | WIRED SPARE | [19 empty] | Pre-OP PACU 4 and 6 | 2024-03-07 | Preop/PACU 4-22 |  |  | Y | Y | [19 empty] | 0 | [18 empty] | 0 |  | 0 | [24 empty] | 0
4689735 | U MI CIT | LEVEL 4 | IDF 4-122C | 4-239 | PREOP/ PACU | 2 |  | 3 |  |  | WORKSTATION |  |  |  | WIRED SPARE |  |  |  | SPARE | [15 empty] | Pre-OP PACU 4 and 6 | 2024-03-07 | Preop/PACU 4-23 | [17 empty] | 1 | short arm, monitor, micro PC, keyboard mouse, badge reader, wireless barcode scanner |  |  |  |  | 0 |  |  |  | 1 |  | 1 | [7 empty] | 1 |  |  |  | 1 | 0 |  | 0 |  | 1 | 1 | [13 empty] | 1 |  | 1 | [5 empty] | 0
4689759 | U MI CIT | LEVEL 4 | IDF 4-122C | 4-239 | PREOP/ PACU | 3 |  | PM |  |  | PHYSIO MONITOR |  |  |  | PHYSIO MONITOR |  |  |  | SPARE | [7 empty] | CAPSULE P-P | [7 empty] | Pre-OP PACU 4 and 6 | 2024-03-07 | Preop/PACU 4-23 | [23 empty] | 0 | [18 empty] | 0 |  | 0 | [24 empty] | 0
4689743 | U MI CIT | LEVEL 4 | IDF 4-122C | 4-239 | PREOP/ PACU | 4 |  | 3C |  |  | WIRED SPARE |  |  |  | WIRED SPARE |  |  |  | WIRED SPARE | [7 empty] | CAPSULE P-P | [7 empty] | Pre-OP PACU 4 and 6 | 2024-03-07 | Preop/PACU 4-23 | [23 empty] | 0 | [18 empty] | 0 |  | 0 | [24 empty] | 0
5186103 | U MI CIT | LEVEL 4 | IDF 4-122C | 4-239 | PREOP/ PACU | 5 |  | 3 |  |  | WIRED SPARE |  |  |  | WIRED SPARE |  |  |  | WIRED SPARE | [15 empty] | Pre-OP PACU 4 and 6 | 2024-03-07 | Preop/PACU 4-23 | [23 empty] | 0 | [18 empty] | 0 |  | 0 | [24 empty] | 0
10837534 | U MI CIT | LEVEL 4 | IDF 4-122C | 4-239 | PREOP/ PACU | 15 |  | TV-NC |  |  | TELEVISION |  |  |  | WIRED SPARE |  |  |  | NURSE CALL JACK | [15 empty] | Pre-OP PACU 4 and 6 | 2024-03-07 | Preop/PACU 4-23 |  |  | Y | Y | [19 empty] | 0 | [18 empty] | 0 |  | 0 | [24 empty] | 0
7018939 | U MI CIT | LEVEL 4 | IDF 4-122C | 4-239 | PREOP/ PACU | 1 |  | AV |  |  | WIRED SPARE |  |  |  | WIRED SPARE | [19 empty] | Pre-OP PACU 4 and 6 | 2024-03-07 | Preop/PACU 4-23 |  |  | Y | Y | [19 empty] | 0 | [18 empty] | 0 |  | 0 | [24 empty] | 0
4689703 | U MI CIT | LEVEL 4 | IDF 4-122C | 4-241 | PREOP/ PACU | 1 |  | 3C |  |  | WIRED SPARE |  |  |  | WIRED SPARE |  |  |  | WIRED SPARE | [7 empty] | CAPSULE P-P | [7 empty] | Pre-OP PACU 4 and 6 | 2024-03-07 | Preop/PACU 4-24 | [23 empty] | 0 | [18 empty] | 0 |  | 0 | [24 empty] | 0
4689719 | U MI CIT | LEVEL 4 | IDF 4-122C | 4-241 | PREOP/ PACU | 2 |  | PM |  |  | PHYSIO MONITOR |  |  |  | PHYSIO MONITOR |  |  |  | SPARE | [7 empty] | CAPSULE P-P | [7 empty] | Pre-OP PACU 4 and 6 | 2024-03-07 | Preop/PACU 4-24 | [23 empty] | 0 | [18 empty] | 0 |  | 0 | [24 empty] | 0
4689695 | U MI CIT | LEVEL 4 | IDF 4-122C | 4-241 | PREOP/ PACU | 3 |  | 3 |  |  | WORKSTATION |  |  |  | WIRED SPARE |  |  |  | SPARE | [15 empty] | Pre-OP PACU 4 and 6 | 2024-03-07 | Preop/PACU 4-24 | [17 empty] | 1 | short arm, monitor, micro PC, keyboard mouse, badge reader, wireless barcode scanner |  |  |  |  | 0 |  |  |  | 1 |  | 1 | [7 empty] | 1 |  |  |  | 1 | 0 |  | 0 |  | 1 | 1 | [13 empty] | 1 |  | 1 | [5 empty] | 0
5186088 | U MI CIT | LEVEL 4 | IDF 4-122C | 4-241 | PREOP/ PACU | 5 |  | 3 |  |  | WIRED SPARE |  |  |  | WIRED SPARE |  |  |  | WIRED SPARE | [15 empty] | Pre-OP PACU 4 and 6 | 2024-03-07 | Preop/PACU 4-24 | [23 empty] | 0 | [18 empty] | 0 |  | 0 | [24 empty] | 0
10837552 | U MI CIT | LEVEL 4 | IDF 4-122C | 4-241 | PREOP/ PACU | 16 |  | TV-NC |  |  | TELEVISION |  |  |  | WIRED SPARE |  |  |  | NURSE CALL JACK | [15 empty] | Pre-OP PACU 4 and 6 | 2024-03-07 | Preop/PACU 4-24 |  |  | Y | Y | [19 empty] | 0 | [18 empty] | 0 |  | 0 | [24 empty] | 0
7019032 | U MI CIT | LEVEL 4 | IDF 4-122C | 4-241 | PREOP/ PACU | 4 |  | AV |  |  | WIRED SPARE |  |  |  | WIRED SPARE | [19 empty] | Pre-OP PACU 4 and 6 | 2024-03-07 | Preop/PACU 4-24 |  |  | Y | Y | [19 empty] | 0 | [18 empty] | 0 |  | 0 | [24 empty] | 0
6987973 | U MI CIT | LEVEL 4 | IDF 4-122C | 4-247 | PREOP/ PACU | 2 |  | 3 |  |  | WORKSTATION |  |  |  | WIRED SPARE |  |  |  | SPARE | [15 empty] | Pre-OP PACU 4 and 6 | 2024-03-07 | Preop/PACU 4-25 | [17 empty] | 1 | short arm, monitor, micro PC, keyboard mouse, badge reader, wireless barcode scanner |  |  |  |  | 0 |  |  |  | 1 |  | 1 | [7 empty] | 1 |  |  |  | 1 | 0 |  | 0 |  | 1 | 1 | [13 empty] | 1 |  | 1 | [5 empty] | 0
6987989 | U MI CIT | LEVEL 4 | IDF 4-122C | 4-247 | PREOP/ PACU | 3 |  | PM |  |  | PHYSIO MONITOR |  |  |  | PHYSIO MONITOR |  |  |  | SPARE | [7 empty] | CAPSULE P-P | [7 empty] | Pre-OP PACU 4 and 6 | 2024-03-07 | Preop/PACU 4-25 | [23 empty] | 0 | [18 empty] | 0 |  | 0 | [24 empty] | 0
6987981 | U MI CIT | LEVEL 4 | IDF 4-122C | 4-247 | PREOP/ PACU | 4 |  | 3C |  |  | WIRED SPARE |  |  |  | WIRED SPARE |  |  |  | WIRED SPARE | [7 empty] | CAPSULE P-P | [7 empty] | Pre-OP PACU 4 and 6 | 2024-03-07 | Preop/PACU 4-25 | [23 empty] | 0 | [18 empty] | 0 |  | 0 | [24 empty] | 0
6988021 | U MI CIT | LEVEL 4 | IDF 4-122C | 4-247 | PREOP/ PACU | 5 |  | 3 |  |  | WIRED SPARE |  |  |  | WIRED SPARE |  |  |  | WIRED SPARE | [15 empty] | Pre-OP PACU 4 and 6 | 2024-03-07 | Preop/PACU 4-25 | [23 empty] | 0 | [18 empty] | 0 |  | 0 | [24 empty] | 0
10837570 | U MI CIT | LEVEL 4 | IDF 4-122C | 4-247 | PREOP/ PACU | 17 |  | TV-NC |  |  | TELEVISION |  |  |  | WIRED SPARE |  |  |  | NURSE CALL JACK | [15 empty] | Pre-OP PACU 4 and 6 | 2024-03-07 | Preop/PACU 4-25 |  |  | Y | Y | [19 empty] | 0 | [18 empty] | 0 |  | 0 | [24 empty] | 0
7019075 | U MI CIT | LEVEL 4 | IDF 4-122C | 4-247 | PREOP/ PACU | 1 |  | AV |  |  | WIRED SPARE |  |  |  | WIRED SPARE | [19 empty] | Pre-OP PACU 4 and 6 | 2024-03-07 | Preop/PACU 4-25 |  |  | Y | Y | [19 empty] | 0 | [18 empty] | 0 |  | 0 | [24 empty] | 0
6987949 | U MI CIT | LEVEL 4 | IDF 4-122C | 4-249 | PREOP/ PACU | 1 |  | 3C |  |  | WIRED SPARE |  |  |  | WIRED SPARE |  |  |  | WIRED SPARE | [7 empty] | CAPSULE P-P | [7 empty] | Pre-OP PACU 4 and 6 | 2024-03-07 | Preop/PACU 4-26 | [23 empty] | 0 | [18 empty] | 0 |  | 0 | [24 empty] | 0
6987957 | U MI CIT | LEVEL 4 | IDF 4-122C | 4-249 | PREOP/ PACU | 2 |  | PM |  |  | PHYSIO MONITOR |  |  |  | PHYSIO MONITOR |  |  |  | SPARE | [7 empty] | CAPSULE P-P | [7 empty] | Pre-OP PACU 4 and 6 | 2024-03-07 | Preop/PACU 4-26 | [23 empty] | 0 | [18 empty] | 0 |  | 0 | [24 empty] | 0
8563434 | U MI CIT | LEVEL 4 | IDF 4-122C | 4-249 | PREOP/ PACU | 3 |  | 3 |  |  | WORKSTATION |  |  |  | WIRED SPARE |  |  |  | SPARE | [15 empty] | Pre-OP PACU 4 and 6 | 2024-03-07 | Preop/PACU 4-26 | [17 empty] | 1 | short arm, monitor, micro PC, keyboard mouse, badge reader, wireless barcode scanner |  |  |  |  | 0 |  |  |  | 1 |  | 1 | [7 empty] | 1 |  |  |  | 1 | 0 |  | 0 |  | 1 | 1 | [13 empty] | 1 |  | 1 | [5 empty] | 0
6988013 | U MI CIT | LEVEL 4 | IDF 4-122C | 4-249 | PREOP/ PACU | 5 |  | 3 |  |  | WIRED SPARE |  |  |  | WIRED SPARE |  |  |  | WIRED SPARE | [15 empty] | Pre-OP PACU 4 and 6 | 2024-03-07 | Preop/PACU 4-26 | [23 empty] | 0 | [18 empty] | 0 |  | 0 | [24 empty] | 0
10837588 | U MI CIT | LEVEL 4 | IDF 4-122C | 4-249 | PREOP/ PACU | 18 |  | TV-NC |  |  | TELEVISION |  |  |  | WIRED SPARE |  |  |  | NURSE CALL JACK | [15 empty] | Pre-OP PACU 4 and 6 | 2024-03-07 | Preop/PACU 4-26 |  |  | Y | Y | [19 empty] | 0 | [18 empty] | 0 |  | 0 | [24 empty] | 0
7019165 | U MI CIT | LEVEL 4 | IDF 4-122C | 4-249 | PREOP/ PACU | 4 |  | AV |  |  | WIRED SPARE |  |  |  | WIRED SPARE | [19 empty] | Pre-OP PACU 4 and 6 | 2024-03-07 | Preop/PACU 4-26 |  |  | Y | Y | [19 empty] | 0 | [18 empty] | 0 |  | 0 | [24 empty] | 0
4706409 | U MI CIT | LEVEL 4 | IDF 4-122C | 4-251 | PHARMACY | 1 |  | 3 |  |  | PHONE/WORKSTATION |  |  |  | PRINTER |  |  |  | SPARE | [15 empty] | Pharmacy | 2024-03-07 | [5 empty] | Y | [16 empty] | PRT-PAV0442 |  | 0 | [18 empty] | 0 |  | 0 | [24 empty] | 0 |  |  |  | 8811 | [7 empty] | New DID, CSS 40, no VM
4706259 | U MI CIT | LEVEL 4 | IDF 4-122C | 4-251 | PHARMACY | 2 |  | 3 |  |  | WORKSTATION |  |  |  | WIRED SPARE |  |  |  | SPARE | [15 empty] | Pharmacy | 2024-03-07 | [18 empty] | 1 | short arm, monitor,keyboard,mouse | WSPH0489 |  |  |  | 0 |  |  | 1 |  |  |  |  | 1 | [6 empty] | 2 |  |  | 2 | 0 |  | 0 | [24 empty] | 0 | [11 empty] | walkup window, monitor on the outside mirroring the monitor on the inside of the pharmacy, need keyboards/mouse on both sides – may need to be a comeback project
4706239 | U MI CIT | LEVEL 4 | IDF 4-122C | 4-251 | PHARMACY | 3 |  | 3 |  |  | PHONE/WORKSTATION |  |  |  | LABEL PRINTER |  |  |  | SPARE | [15 empty] | Pharmacy | 2024-03-07 | [5 empty] | Y | [14 empty] | DTPV0401 |  | DOWNTIME | PRT-PAV0426 | 0 |  |  | 1 |  |  |  |  | 1 | [6 empty] | 2 |  |  | 1 | 0 |  | 0 |  | 1 |  |  | 1 | 1 | [18 empty] | 0 | 1 |  |  | 8811 | [7 empty] | New DID, CSS 40, no VM
4706219 | U MI CIT | LEVEL 4 | IDF 4-122C | 4-251 | PHARMACY | 4 |  | 3 |  |  | PRINTER |  |  |  | WIRED SPARE |  |  |  | SPARE | [15 empty] | Pharmacy | 2024-03-07 | [22 empty] | PRT-PAV0403 |  | 0 | [18 empty] | 0 |  | 0 | [11 empty] | 1 | [12 empty] | 0
4706071 | U MI CIT | LEVEL 4 | IDF 4-122C | 4-251 | PHARMACY | 6 |  | 3 |  |  | WIRED SPARE |  |  |  | WIRED SPARE |  |  |  | WIRED SPARE | [15 empty] | Pharmacy | 2024-03-07 | [24 empty] | 0 | [18 empty] | 0 |  | 0 | [24 empty] | 0
5923456 | U MI CIT | LEVEL 4 | IDF 4-122C | 4-251 | PHARMACY | 7 |  | 3 |  |  | WIRED SPARE |  |  |  | WIRED SPARE |  |  |  | WIRED SPARE | [15 empty] | Pharmacy | 2024-03-07 | [24 empty] | 0 | [18 empty] | 0 |  | 0 | [24 empty] | 0
4706866 | U MI CIT | LEVEL 4 | IDF 4-122C | 4-251 | PHARMACY | 8 |  | 3 |  |  | MEDICAL EQUIPMENT-FIXED |  |  |  | WIRED SPARE |  |  |  | SPARE | [15 empty] | Pharmacy | 2024-03-07 | [24 empty] | 0 | [18 empty] | 0 |  | 0 | [24 empty] | 0
4706888 | U MI CIT | LEVEL 4 | IDF 4-122C | 4-251 | PHARMACY | 9 |  | 3 |  |  | MEDICAL EQUIPMENT-FIXED |  |  |  | WIRED SPARE |  |  |  | SPARE | [15 empty] | Pharmacy | 2024-03-07 | [24 empty] | 0 | [18 empty] | 0 |  | 0 | [24 empty] | 0
4706916 | U MI CIT | LEVEL 4 | IDF 4-122C | 4-251 | PHARMACY | 10 |  | 3 |  |  | MEDICAL EQUIPMENT-FIXED |  |  |  | WIRED SPARE |  |  |  | SPARE | [15 empty] | Pharmacy | 2024-03-07 | [24 empty] | 0 | [18 empty] | 0 |  | 0 | [24 empty] | 0
4707052 | U MI CIT | LEVEL 4 | IDF 4-122C | 4-251 | PHARMACY | 11 |  | 3 |  |  | MEDICAL EQUIPMENT-FIXED |  |  |  | WIRED SPARE |  |  |  | SPARE | [15 empty] | Pharmacy | 2024-03-07 | [24 empty] | 0 | [18 empty] | 0 |  | 0 | [24 empty] | 0
5923875 | U MI CIT | LEVEL 4 | IDF 4-122C | 4-251 | PHARMACY | 13 |  | 3 |  |  | MEDICAL EQUIPMENT-FIXED |  |  |  | WIRED SPARE |  |  |  | SPARE | [15 empty] | Pharmacy | 2024-03-07 | [24 empty] | 0 | [18 empty] | 0 |  | 0 | [24 empty] | 0
5924765 | U MI CIT | LEVEL 4 | IDF 4-122C | 4-251 | PHARMACY | 14 |  | 3 |  |  | PHONE/WORKSTATION |  |  |  | LABEL PRINTER |  |  |  | SPARE | [15 empty] | Pharmacy | 2024-03-07 | [5 empty] | Y | [14 empty] | WSPH0490 |  | PRT-PAV0427 |  | 0 |  |  | 1 |  |  |  |  | 1 | [6 empty] | 2 |  |  | 1 | 0 |  | 0 |  | 1 |  |  | 1 | 1 | 1 | [17 empty] | 0 |  |  |  | 8811 | [7 empty] | New DID, CSS 40, no VM
5924717 | U MI CIT | LEVEL 4 | IDF 4-122C | 4-251 | PHARMACY | 15 |  | 3 |  |  | WIRED SPARE |  |  |  | WIRED SPARE |  |  |  | WIRED SPARE | [15 empty] | Pharmacy | 2024-03-07 | [24 empty] | 0 | [18 empty] | 0 |  | 0 | [24 empty] | 0
4706669 | U MI CIT | LEVEL 4 | IDF 4-122C | 4-251 | PHARMACY | 16 |  | 3 |  |  | WORKSTATION |  |  |  | LABEL PRINTER |  |  |  | SPARE | [15 empty] | Pharmacy | 2024-03-07 | [22 empty] | PRT-PAV0428 |  | 0 | [10 empty] | 1 | [7 empty] | 0 |  | 0 | [21 empty] | 1 |  |  | 0
5925205 | U MI CIT | LEVEL 4 | IDF 4-122C | 4-251 | PHARMACY | 17 |  | 3 |  |  | WIRED SPARE |  |  |  | WIRED SPARE |  |  |  | WIRED SPARE | [15 empty] | Pharmacy | 2024-03-07 | [24 empty] | 0 | [18 empty] | 0 |  | 0 | [24 empty] | 0
5925229 | U MI CIT | LEVEL 4 | IDF 4-122C | 4-251 | PHARMACY | 18 |  | 3 |  |  | WIRED SPARE |  |  |  | WIRED SPARE |  |  |  | WIRED SPARE | [15 empty] | Pharmacy | 2024-03-07 | [24 empty] | 0 | [18 empty] | 0 |  | 0 | [24 empty] | 0
11048475 | U MI CIT | LEVEL 4 | IDF 4-122C | 4-251 | PHARMACY | 5 |  | AV |  |  | MEDICAL DIGITAL SIGN MONITORING |  |  |  | MEDICAL DIGITAL SIGN CORE PC | [19 empty] | Pharmacy | 2024-03-07 |  |  |  | Y | [9 empty] | PHARMACY | MD | [9 empty] | 0 | [18 empty] | 0 |  | 0 | [24 empty] | 0
5925883 | U MI CIT | LEVEL 4 | IDF 4-122C | 4-251 | PHARMACY | 12 |  | AV6 |  |  | AV ROOM EQUIPMENT |  |  |  | AV ROOM EQUIPMENT |  |  |  | WIRED SPARE | [7 empty] | WIRED SPARE | [7 empty] | Pharmacy | 2024-03-07 |  |  |  | Y | [9 empty] | CDIAVS | huddle | [9 empty] | 0 | [18 empty] | 0 |  | 0 | [24 empty] | 0
4707662 | U MI CIT | LEVEL 4 | IDF 4-122C | 4-251A | COMPOUNDING STATION | 1 |  | 3 |  |  | WIRED SPARE |  |  |  | WIRED SPARE |  |  |  | WIRED SPARE | [15 empty] | Pharmacy | 2024-03-07 | [24 empty] | 0 | [18 empty] | 0 |  | 0 |  |  |  | 1 | [20 empty] | 0 | [11 empty] | IV Prep Equipment Scale - XSR4002S/A10 Dell mini computers and 24" monitors camera/scanner stand and pole arm have a model #: 137336-02 Seal Shield mouse SMSS-STWM042WE keyboards from Seal Shield SMSS-SW106G2 Cart - Capsa cart M38E Scanner - Datalogic Gryphon I GBT4500-HC Zebra printer (IV Prep) ZD421
4707594 | U MI CIT | LEVEL 4 | IDF 4-122C | 4-251A | COMPOUNDING STATION | 2 |  | 3 |  |  | WIRED SPARE |  |  |  | WIRED SPARE |  |  |  | WIRED SPARE | [15 empty] | Pharmacy | 2024-03-07 | [24 empty] | 0 | [18 empty] | 0 |  | 0 | [24 empty] | 0
4707503 | U MI CIT | LEVEL 4 | IDF 4-122C | 4-251A | COMPOUNDING STATION | 3 |  | 3 |  |  | WIRED SPARE |  |  |  | WIRED SPARE |  |  |  | WIRED SPARE | [15 empty] | Pharmacy | 2024-03-07 | [24 empty] | 0 | [18 empty] | 0 |  | 0 | [24 empty] | 0
7019268 | U MI CIT | LEVEL 4 | IDF 4-122C | 4-282 | CLINICAL WORKSTATION | 2 |  | 0 |  |  | FUTURE | [23 empty] | Pre-Op PACU 4 and 6 | 2024-03-07 | [24 empty] | 0 | [18 empty] | 0 |  | 0 | [24 empty] | 0
7265801 | U MI CIT | LEVEL 4 | IDF 4-122C | 4-282 | CLINICAL WORKSTATION | 4 |  | 3 |  |  | WIRED SPARE |  |  |  | WIRED SPARE |  |  |  | WIRED SPARE | [15 empty] | Pre-Op PACU 4 and 6 | 2024-03-07 | [24 empty] | 0 | [18 empty] | 0 |  | 0 | [24 empty] | 0
7265843 | U MI CIT | LEVEL 4 | IDF 4-122C | 4-282 | CLINICAL WORKSTATION | 5 |  | 3 |  |  | WIRED SPARE |  |  |  | WIRED SPARE |  |  |  | WIRED SPARE | [15 empty] | Pre-Op PACU 4 and 6 | 2024-03-07 | [24 empty] | 0 | [18 empty] | 0 |  | 0 | [24 empty] | 0 | [11 empty] | LABEL PRINTER (ADD)
7265868 | U MI CIT | LEVEL 4 | IDF 4-122C | 4-282 | CLINICAL WORKSTATION | 6 |  | 3 |  |  | WORKSTATION |  |  |  | WIRED SPARE |  |  |  | SPARE | [15 empty] | Pre-Op PACU 4 and 6 | 2024-03-07 | [20 empty] | WSIU3552 |  |  |  | 0 |  |  |  | 1 |  | 1 | [7 empty] | 2 |  |  |  | 1 | 0 |  | 0 |  |  | 1 | [21 empty] | 0
10837636 | U MI CIT | LEVEL 4 | IDF 4-122C | 4-282 | CLINICAL WORKSTATION | 8 |  | 3 |  |  | WORKSTATION |  |  |  | LABEL PRINTER |  |  |  | LABEL PRINTER | [15 empty] | Pre-Op PACU 4 and 6 | 2024-03-07 | [20 empty] | WSIU3554 |  | PRT-PAV0430 | PRT-PAV0438 | 0 |  |  |  | 1 |  | 1 | [7 empty] | 1 |  |  |  | 1 | 0 |  | 0 |  |  | 1 | [18 empty] | 1 |  | 1 | 0
4343187 | U MI CIT | LEVEL 5 | IDF 5-122C | 5-202 | PHARMACIST OFFICE | 1 |  | 3 |  |  | PHONE/WORKSTATION |  |  |  | WIRED SPARE |  |  |  | SPARE | [15 empty] | Pharmacy | 2024-03-07 | [5 empty] | Y | [18 empty] | 0 |  |  | 1 | [7 empty] | 3 | 1 |  | 2 |  |  |  | 1 | 0 |  | 0 | [24 empty] | 0 |  |  |  | 8811 | [7 empty] | New DID, CSS 40, VM Yes
4342432 | U MI CIT | LEVEL 5 | IDF 5-122C | 5-202 | PHARMACIST OFFICE | 2 |  | 3 |  |  | PHONE/WORKSTATION |  |  |  | PRINTER |  |  |  | SPARE | [15 empty] | Pharmacy | 2024-03-07 | [5 empty] | Y | [18 empty] | 0 |  |  | 1 | [7 empty] | 3 | 1 |  | 2 |  |  |  | 1 | 0 |  | 0 | [10 empty] | 1 | [13 empty] | 0 |  |  |  | 8811 | [7 empty] | New DID, CSS 40, VM Yes
4455810 | U MI CIT | LEVEL 6 | IDF 6-122C | 6-211 | PHARMACY | 1 |  | 3 |  |  | PRINTER |  |  |  | LABEL PRINTER |  |  |  | SPARE | [15 empty] | PHARMACY | 2024-03-07 | [22 empty] | PRT-PAV0633 |  | 0 | [18 empty] | 0 |  | 0 | [22 empty] | 1 |  | 0 | [11 empty] | PRINTER (ADD)
4455898 | U MI CIT | LEVEL 6 | IDF 6-122C | 6-211 | PHARMACY | 2 |  | 3 |  |  | WORKSTATION |  |  |  | LABEL PRINTER |  |  |  | SPARE | [15 empty] | PHARMACY | 2024-03-07 | [22 empty] | PRT-PAV0647 |  | 0 |  |  | 1 |  |  |  |  | 1 | [6 empty] | 2 |  |  | 1 | 0 |  | 0 |  | 1 |  |  | 1 | 1 | 1 | [17 empty] | 0 | [11 empty] | PRINTER (ADD), WORKSTATION (ADD)
4455938 | U MI CIT | LEVEL 6 | IDF 6-122C | 6-211 | PHARMACY | 3 |  | 3 |  |  | WIRED SPARE |  |  |  | WIRED SPARE |  |  |  | WIRED SPARE | [15 empty] | PHARMACY | 2024-03-07 | [24 empty] | 0 | [18 empty] | 0 |  | 0 | [24 empty] | 0
4456467 | U MI CIT | LEVEL 6 | IDF 6-122C | 6-211 | PHARMACY | 4 |  | 3 |  |  | PHONE/WORKSTATION |  |  |  | WIRED SPARE |  |  |  | SPARE | [15 empty] | PHARMACY | 2024-03-07 | [5 empty] | Y | [18 empty] | 0 |  |  | 1 | [7 empty] | 1 | 1 |  | 2 |  |  |  | 1 | 0 |  | 0 |  | 1 |  |  | 1 | [19 empty] | 0 |  |  |  | 8811 | [7 empty] | New DID, CSS 40, no VM
4456487 | U MI CIT | LEVEL 6 | IDF 6-122C | 6-211 | PHARMACY | 5 |  | 3 |  |  | WIRED SPARE |  |  |  | WIRED SPARE |  |  |  | WIRED SPARE | [15 empty] | PHARMACY | 2024-03-07 | [24 empty] | 0 | [18 empty] | 0 |  | 0 | [24 empty] | 0
4456507 | U MI CIT | LEVEL 6 | IDF 6-122C | 6-211 | PHARMACY | 6 |  | 3 |  |  | WIRED SPARE |  |  |  | WIRED SPARE |  |  |  | WIRED SPARE | [15 empty] | PHARMACY | 2024-03-07 | [24 empty] | 0 | [18 empty] | 0 |  | 0 | [24 empty] | 0
4456527 | U MI CIT | LEVEL 6 | IDF 6-122C | 6-211 | PHARMACY | 7 |  | 3 |  |  | PHONE/WORKSTATION |  |  |  | LABEL PRINTER |  |  |  | SPARE | [15 empty] | PHARMACY | 2024-03-07 | [5 empty] | Y | [16 empty] | PRT-PAV0648 |  | 0 |  |  | 1 |  |  |  |  | 1 | [6 empty] | 2 |  |  | 1 | 0 |  | 0 |  | 1 |  |  | 1 | 1 | [18 empty] | 0 |  |  |  | 8811 | [7 empty] | New DID, CSS 40, no VM;PRINTER (ADD)
4456547 | U MI CIT | LEVEL 6 | IDF 6-122C | 6-211 | PHARMACY | 8 |  | 3 |  |  | PHONE/WORKSTATION |  |  |  | WIRED SPARE |  |  |  | SPARE | [15 empty] | PHARMACY | 2024-03-07 | [5 empty] | Y | [18 empty] | 0 |  |  | 1 |  |  |  |  | 1 | [5 empty] | 2 |  |  |  | 1 | 0 |  | 0 | [24 empty] | 0 |  |  |  | 8811 | [7 empty] | New DID, CSS 40, no VM
4456567 | U MI CIT | LEVEL 6 | IDF 6-122C | 6-211 | PHARMACY | 9 |  | 3 |  |  | WIRED SPARE |  |  |  | WIRED SPARE |  |  |  | WIRED SPARE | [15 empty] | PHARMACY | 2024-03-07 | [24 empty] | 0 | [18 empty] | 0 |  | 0 | [24 empty] | 0
4456587 | U MI CIT | LEVEL 6 | IDF 6-122C | 6-211 | PHARMACY | 10 |  | 3 |  |  | PHONE/WORKSTATION |  |  |  | WIRED SPARE |  |  |  | SPARE | [15 empty] | PHARMACY | 2024-03-07 | [5 empty] | Y | [18 empty] | 0 |  |  | 1 | [7 empty] | 1 | 1 |  | 2 |  |  |  | 1 | 0 |  | 0 |  | 1 |  |  | 1 | [19 empty] | 0 |  |  |  | 8811 | [7 empty] | New DID, CSS 40, no VM
4456607 | U MI CIT | LEVEL 6 | IDF 6-122C | 6-211 | PHARMACY | 11 |  | 3 |  |  | PHONE/WORKSTATION |  |  |  | LABEL PRINTER |  |  |  | SPARE | [15 empty] | PHARMACY | 2024-03-07 | [5 empty] | Y | [16 empty] | PRT-PAV0649 |  | 0 |  |  | 1 |  |  |  |  | 1 | [6 empty] | 2 |  |  | 1 | 0 |  | 0 |  | 1 |  |  | 1 | 1 | [18 empty] | 0 |  |  |  | 8811 | [7 empty] | New DID, CSS 40, no VM;PRINTER (ADD)
4456627 | U MI CIT | LEVEL 6 | IDF 6-122C | 6-211 | PHARMACY | 12 |  | 3 |  |  | WIRED SPARE |  |  |  | WIRED SPARE |  |  |  | WIRED SPARE | [15 empty] | PHARMACY | 2024-03-07 | [24 empty] | 0 | [18 empty] | 0 |  | 0 | [24 empty] | 0
4456647 | U MI CIT | LEVEL 6 | IDF 6-122C | 6-211 | PHARMACY | 13 |  | 3 |  |  | PHONE/WORKSTATION |  |  |  | WIRED SPARE |  |  |  | SPARE | [15 empty] | PHARMACY | 2024-03-07 | [5 empty] | Y | [18 empty] | 0 |  |  | 1 | [7 empty] | 1 | 1 |  |  | 2 |  |  | 1 | 0 |  | 0 | [24 empty] | 0 |  |  |  | 8811 | [7 empty] | New DID, CSS 40, no VM
4456829 | U MI CIT | LEVEL 6 | IDF 6-122C | 6-211 | PHARMACY | 15 |  | 3 |  |  | PHONE/WORKSTATION |  |  |  | LABEL PRINTER |  |  |  | SPARE | [15 empty] | PHARMACY | 2024-03-07 | [5 empty] | Y | [16 empty] | PRT-PAV0650 |  | 0 |  |  | 1 |  |  |  |  | 1 | [5 empty] | 2 |  |  |  | 1 | 0 |  | 0 |  | 1 |  |  | 1 | 1 | [18 empty] | 0 |  |  |  | 8811 | [7 empty] | New DID, CSS 40, no VM
4456935 | U MI CIT | LEVEL 6 | IDF 6-122C | 6-211 | PHARMACY | 16 |  | 3 |  |  | WIRED SPARE |  |  |  | WIRED SPARE |  |  |  | WIRED SPARE | [15 empty] | PHARMACY | 2024-03-07 | [24 empty] | 0 | [18 empty] | 0 |  | 0 | [24 empty] | 0
4456987 | U MI CIT | LEVEL 6 | IDF 6-122C | 6-211 | PHARMACY | 17 |  | 3 |  |  | WIRED SPARE |  |  |  | WIRED SPARE |  |  |  | WIRED SPARE | [15 empty] | PHARMACY | 2024-03-07 | [24 empty] | 0 | [18 empty] | 0 |  | 0 | [24 empty] | 0
5928720 | U MI CIT | LEVEL 6 | IDF 6-122C | 6-211 | PHARMACY | 18 |  | 3 |  |  | PHONE/WORKSTATION |  |  |  | WIRED SPARE |  |  |  | SPARE | [15 empty] | PHARMACY | 2024-03-07 | [5 empty] | Y | [12 empty] | 1 | short arm, monitor,keyboard,mouse |  |  |  |  | 0 |  |  | 1 |  |  |  |  | 1 | [6 empty] | 2 |  |  | 2 | 0 |  | 0 | [24 empty] | 0 |  |  |  | 8811 | [7 empty] | New DID, CSS 40, no VM; walkup window, monitor on the outside mirroring the monitor on the inside of the pharmacy, need keyboards/mouse on both sides – may need to be a comeback project
7004858 | U MI CIT | LEVEL 6 | IDF 6-122C | 6-211 | PHARMACY | 19 |  | 3 |  |  | WIRED SPARE |  |  |  | WIRED SPARE |  |  |  | WIRED SPARE | [15 empty] | PHARMACY | 2024-03-07 | [24 empty] | 0 | [18 empty] | 0 |  | 0 | [24 empty] | 0
7004866 | U MI CIT | LEVEL 6 | IDF 6-122C | 6-211 | PHARMACY | 20 |  | 3 |  |  | WIRED SPARE |  |  |  | WIRED SPARE |  |  |  | WIRED SPARE | [15 empty] | PHARMACY | 2024-03-07 | [24 empty] | 0 | [18 empty] | 0 |  | 0 | [24 empty] | 0
7004874 | U MI CIT | LEVEL 6 | IDF 6-122C | 6-211 | PHARMACY | 21 |  | 3 |  |  | WIRED SPARE |  |  |  | WIRED SPARE |  |  |  | WIRED SPARE | [15 empty] | PHARMACY | 2024-03-07 | [24 empty] | 0 | [18 empty] | 0 |  | 0 | [24 empty] | 0
7004882 | U MI CIT | LEVEL 6 | IDF 6-122C | 6-211 | PHARMACY | 22 |  | 3 |  |  | PHONE/WORKSTATION |  |  |  | LABEL PRINTER |  |  |  | SPARE | [15 empty] | PHARMACY | 2024-03-07 | [5 empty] | Y | [16 empty] | PRT-PAV0634 |  | 0 |  |  | 1 |  |  |  |  | 1 | [5 empty] | 2 |  |  |  | 1 | 0 |  | 0 |  | 1 | [20 empty] | 1 |  | 0 |  |  |  | 8811 | [7 empty] | New DID, CSS 40, no VM
7004890 | U MI CIT | LEVEL 6 | IDF 6-122C | 6-211 | PHARMACY | 23 |  | 3 |  |  | PHONE/WORKSTATION |  |  |  | LABEL PRINTER |  |  |  | SPARE | [15 empty] | PHARMACY | 2024-03-07 | [5 empty] | Y | [16 empty] | PRT-PAV0651 |  | 0 |  |  | 1 |  |  |  |  | 1 | [5 empty] | 2 |  |  |  | 1 | 0 |  | 0 |  | 1 |  |  | 1 | 1 | 1 | [17 empty] | 0 |  |  |  | 8811 | [7 empty] | New DID, CSS 40, no VM
7048676 | U MI CIT | LEVEL 6 | IDF 6-122C | 6-211 | PHARMACY | 24 |  | 0 |  |  | FUTURE | [23 empty] | PHARMACY | 2024-03-07 | [24 empty] | 0 | [18 empty] | 0 |  | 0 | [24 empty] | 0
7004898 | U MI CIT | LEVEL 6 | IDF 6-122C | 6-211 | PHARMACY | 25 |  | 3 |  |  | WIRED SPARE |  |  |  | WIRED SPARE |  |  |  | WIRED SPARE | [15 empty] | PHARMACY | 2024-03-07 | [24 empty] | 0 | [18 empty] | 0 |  | 0 | [24 empty] | 0
7004914 | U MI CIT | LEVEL 6 | IDF 6-122C | 6-211 | PHARMACY | 26 |  | 3 |  |  | MEDICAL EQUIPMENT-FIXED |  |  |  | WIRED SPARE |  |  |  | SPARE | [15 empty] | PHARMACY | 2024-03-07 | [24 empty] | 0 | [18 empty] | 0 |  | 0 | [24 empty] | 0
7004906 | U MI CIT | LEVEL 6 | IDF 6-122C | 6-211 | PHARMACY | 27 |  | 3 |  |  | Pyxis CII Safe ES, Double Column Tower (NPS12) |  |  |  | WIRED SPARE |  |  |  | SPARE | [15 empty] | PHARMACY | 2024-03-07 | [24 empty] | 0 | [18 empty] | 0 |  | 0 | [24 empty] | 0
7004958 | U MI CIT | LEVEL 6 | IDF 6-122C | 6-211 | PHARMACY | 28 |  | 3 |  |  | MEDICAL EQUIPMENT-FIXED |  |  |  | MEDICAL EQUIPMENT-FIXED |  |  |  | SPARE | [15 empty] | PHARMACY | 2024-03-07 | [24 empty] | 0 | [18 empty] | 0 |  | 0 | [24 empty] | 0
7004966 | U MI CIT | LEVEL 6 | IDF 6-122C | 6-211 | PHARMACY | 29 |  | 3 |  |  | WIRED SPARE |  |  |  | WIRED SPARE |  |  |  | WIRED SPARE | [15 empty] | PHARMACY | 2024-03-07 | [24 empty] | 0 | [18 empty] | 0 |  | 0 | [24 empty] | 0
7004974 | U MI CIT | LEVEL 6 | IDF 6-122C | 6-211 | PHARMACY | 30 |  | 3 |  |  | PHONE/WORKSTATION |  |  |  | WIRED SPARE |  |  |  | SPARE | [15 empty] | PHARMACY | 2024-03-07 | [5 empty] | Y | [18 empty] | 0 |  |  | 1 |  |  |  |  | 1 | [6 empty] | 2 |  |  | 1 | 0 |  | 0 |  | 1 |  |  | 1 | [19 empty] | 0 |  |  |  | 8811 | [7 empty] | New DID, CSS 40, no VM
7004982 | U MI CIT | LEVEL 6 | IDF 6-122C | 6-211 | PHARMACY | 31 |  | 3 |  |  | PHONE/WORKSTATION |  |  |  | WIRED SPARE |  |  |  | SPARE | [15 empty] | PHARMACY | 2024-03-07 | [5 empty] | Y | [18 empty] | 0 |  |  | 1 |  |  |  |  | 1 | [6 empty] | 2 |  |  | 1 | 0 |  | 0 |  | 1 |  |  | 1 | [19 empty] | 0 |  |  |  | 8811 | [7 empty] | New DID, CSS 40, no VM
7004990 | U MI CIT | LEVEL 6 | IDF 6-122C | 6-211 | PHARMACY | 32 |  | 3 |  |  | WORKSTATION |  |  |  | WIRED SPARE |  |  |  | SPARE | [15 empty] | PHARMACY | 2024-03-07 | [24 empty] | 0 |  |  | 1 |  |  |  |  | 1 | [6 empty] | 2 |  |  | 1 | 0 |  | 0 |  | 1 |  |  | 1 | [19 empty] | 0
5201067 | U MI CIT | LEVEL 6 | IDF 6-122C | 6-211 | PHARMACY | 14 |  | AV |  |  | MEDICAL DIGITAL SIGN MONITORING |  |  |  | MEDICAL DIGITAL SIGN CORE PC | [19 empty] | PHARMACY | 2024-03-07 |  |  |  | Y | [9 empty] | PHARMACY | MD | [9 empty] | 0 | [18 empty] | 0 |  | 0 | [24 empty] | 0
10877804 | U MI CIT | LEVEL 6 | IDF 6-122C | 6-211 | PHARMACY | 40 |  | AV6 |  |  | AV ROOM EQUIPMENT |  |  |  | AV ROOM EQUIPMENT |  |  |  | SPARE | [7 empty] | WIRED SPARE | [7 empty] | PHARMACY | 2024-03-07 |  |  |  | Y | [9 empty] | CDIAVS | HUDDLE | [9 empty] | 0 | [18 empty] | 0 |  | 0 | [24 empty] | 0
5929734 | U MI CIT | LEVEL 6 | IDF 6-122C | 6-211A | ALCOVE - CLERICAL | 1 |  | 3 |  |  | PHONE/WORKSTATION |  |  |  | WIRED SPARE |  |  |  | SPARE | [15 empty] | PHARMACY | 2024-03-07 | [5 empty] | Y | [18 empty] | 0 |  |  | 1 |  |  |  |  | 1 | [5 empty] | 2 |  |  |  | 1 | 0 |  | 0 | [18 empty] | 6 | [5 empty] | 0 |  |  |  | 8811 | [7 empty] | New DID, CSS 40, no VM
4496336 | U MI CIT | LEVEL 2A | IDF 2A-503C | 2A-001 | ENTRY | 1 |  | 3 |  | R2-C-06 | PRINTER |  |  | R2-C-11 | FAX |  |  | R2-A-11 | SPARE |  |  | R2-A-18 |  |  |  | R2-A-19 |  |  |  | R2-A-20 |  |  |  |  | PATHOLOGY-DEC SVC | 2024-03-15 |  | 0 |  |  |  | Y | [16 empty] | PRT-PAV2A05 |  | 0 | [18 empty] | 0 |  | 0 | [14 empty] | 1 | [9 empty] | 0 | [8 empty] | ANLG-FAX |  |  | New DID, CSS 40, no VM, Xerox needs to be on a stand
5930179 | U MI CIT | LEVEL 6 | IDF 6-122C | 6-211B | OFFICE PHARMACIST | 1 |  | 3 |  |  | PHONE/WORKSTATION |  |  |  | PHONE/WORKSTATION |  |  |  | SPARE | [15 empty] | PHARMACY | 2024-03-07 | [5 empty] | Y | [18 empty] | 0 |  |  | 2 |  |  |  |  | 2 | [5 empty] | 4 |  |  |  | 2 | 0 |  | 0 | [24 empty] | 0 |  |  |  | 8811 (2) | [7 empty] | New DID, CSS 40, VM Yes
4456401 | U MI CIT | LEVEL 6 | IDF 6-122C | 6-211D | ANTE RM | 1 |  | 3 |  |  | WIRED SPARE |  |  |  | WIRED SPARE |  |  |  | WIRED SPARE | [15 empty] | PHARMACY | 2024-03-07 | [24 empty] | 0 | [18 empty] | 0 |  | 0 | [24 empty] | 0
6687153 | U MI CIT | LEVEL 6 | IDF 6-122C | 6-211F | IV ADMIXTURE NON-HAZARDOUS COMPOUNDING ROOM | 2 |  | 3 |  |  | WORKSTATION |  |  |  | WIRED SPARE |  |  |  | SPARE | [15 empty] | PHARMACY | 2024-03-07 | [24 empty] | 0 | [18 empty] | 0 |  | 0 |  |  |  | 2 | [20 empty] | 0
4455850 | U MI CIT | LEVEL 6 | IDF 6-122C | 6-211F | IV ADMIXTURE NON-HAZARDOUS COMPOUNDING ROOM | 3 |  | 3 |  |  | MEDICAL EQUIPMENT-FIXED |  |  |  | WIRED SPARE |  |  |  | SPARE | [15 empty] | PHARMACY | 2024-03-07 | [24 empty] | 0 | [18 empty] | 0 |  | 0 | [24 empty] | 0
4455958 | U MI CIT | LEVEL 6 | IDF 6-122C | 6-211F | IV ADMIXTURE NON-HAZARDOUS COMPOUNDING ROOM | 4 |  | 3 |  |  | WORKSTATION |  |  |  | PHONE |  |  |  | SPARE | [15 empty] | PHARMACY | 2024-03-07 | [5 empty] | Y | [18 empty] | 0 | [18 empty] | 0 |  | 0 |  |  |  | 4 | [20 empty] | 0 |  |  |  | 8811 | [7 empty] | New DID, CSS 40, no VM
5926128 | U MI CIT | LEVEL 6 | IDF 6-122C | 6-211F | IV ADMIXTURE NON-HAZARDOUS COMPOUNDING ROOM | 5 |  | 3 |  |  | MEDICAL EQUIPMENT-FIXED |  |  |  | WIRED SPARE |  |  |  | SPARE | [15 empty] | PHARMACY | 2024-03-07 | [24 empty] | 0 | [18 empty] | 0 |  | 0 | [24 empty] | 0
8336858 | U MI CIT | LEVEL 6 | IDF 6-122C | 6-211F | IV ADMIXTURE NON-HAZARDOUS COMPOUNDING ROOM | 6 |  | 3 |  |  | WORKSTATION |  |  |  | WIRED SPARE |  |  |  | SPARE | [15 empty] | PHARMACY | 2024-03-07 | [24 empty] | 0 |  |  | 1 |  |  |  |  | 1 | [6 empty] | 1 |  |  | 1 | 0 |  | 0 | [24 empty] | 0
4455870 | U MI CIT | LEVEL 6 | IDF 6-122C | 6-211F | IV ADMIXTURE NON-HAZARDOUS COMPOUNDING ROOM | 7 |  | 3 |  |  | PRINTER |  |  |  | LABEL PRINTER |  |  |  | SPARE | [15 empty] | PHARMACY | 2024-03-07 | [22 empty] | PRT-PAV0635 |  | 0 | [18 empty] | 0 |  | 0 | [22 empty] | 1 |  | 0 | [11 empty] | PRINTER (ADD)
4455790 | U MI CIT | LEVEL 6 | IDF 6-122C | 6-211F | IV ADMIXTURE NON-HAZARDOUS COMPOUNDING ROOM | 8 |  | 3 |  |  | WIRED SPARE |  |  |  | WIRED SPARE |  |  |  | WIRED SPARE | [15 empty] | PHARMACY | 2024-03-07 | [24 empty] | 0 | [18 empty] | 0 |  | 0 | [24 empty] | 0
4596713 | U MI CIT | LEVEL 6 | IDF 6-304C | 6-407 | PREOP/ PACU | 2 |  | 3 |  |  | WORKSTATION |  |  |  | WIRED SPARE |  |  |  | SPARE | [15 empty] | Pre-OP PACU 4 and 6 | 2024-03-07 | Preop/PACU 6-02 | [17 empty] | 1 | short arm, monitor, micro PC, keyboard mouse, badge reader, wireless barcode scanner |  |  |  |  | 0 |  |  |  | 1 |  | 1 | [7 empty] | 1 |  |  |  | 1 | 0 |  | 0 |  | 1 | 1 | [13 empty] | 1 |  | 1 | 10 |  |  |  |  | 0
4594743 | U MI CIT | LEVEL 6 | IDF 6-304C | 6-407 | PREOP/ PACU | 3 |  | PM |  |  | PHYSIO MONITOR |  |  |  | PHYSIO MONITOR |  |  |  | SPARE | [7 empty] | CAPSULE P-P | [7 empty] | Pre-OP PACU 4 and 6 | 2024-03-07 | Preop/PACU 6-02 | [23 empty] | 0 | [18 empty] | 0 |  | 0 | [24 empty] | 0
4594757 | U MI CIT | LEVEL 6 | IDF 6-304C | 6-407 | PREOP/ PACU | 4 |  | 3C |  |  | WIRED SPARE |  |  |  | WIRED SPARE |  |  |  | WIRED SPARE | [7 empty] | CAPSULE P-P | [7 empty] | Pre-OP PACU 4 and 6 | 2024-03-07 | Preop/PACU 6-02 | [23 empty] | 0 | [18 empty] | 0 |  | 0 | [24 empty] | 0
4596721 | U MI CIT | LEVEL 6 | IDF 6-304C | 6-407 | PREOP/ PACU | 5 |  | 3 |  |  | WIRED SPARE |  |  |  | WIRED SPARE |  |  |  | WIRED SPARE | [15 empty] | Pre-OP PACU 4 and 6 | 2024-03-07 | Preop/PACU 6-02 | [23 empty] | 0 | [18 empty] | 0 |  | 0 | [24 empty] | 0
10875900 | U MI CIT | LEVEL 6 | IDF 6-304C | 6-407 | PREOP/ PACU | 6 |  | TV-NC |  |  | TELEVISION |  |  |  | WIRED SPARE |  |  |  | NURSE CALL JACK | [15 empty] | Pre-OP PACU 4 and 6 | 2024-03-07 | Preop/PACU 6-02 |  |  | Y | Y | [19 empty] | 0 | [18 empty] | 0 |  | 0 | [24 empty] | 0
7047143 | U MI CIT | LEVEL 6 | IDF 6-304C | 6-407 | PREOP/ PACU | 1 |  | AV |  |  | WIRED SPARE |  |  |  | WIRED SPARE | [19 empty] | Pre-OP PACU 4 and 6 | 2024-03-07 | Preop/PACU 6-02 |  |  | Y | Y | [19 empty] | 0 | [18 empty] | 0 |  | 0 | [24 empty] | 0
4596826 | U MI CIT | LEVEL 6 | IDF 6-304C | 6-408 | PREOP/ PACU | 1 |  | 3C |  |  | WORKSTATION |  |  |  | WIRED SPARE |  |  |  | SPARE | [7 empty] | CAPSULE P-P | [7 empty] | Pre-OP PACU 4 and 6 | 2024-03-07 | Preop/PACU 6-22 | [17 empty] | 1 | short arm, monitor, micro PC, keyboard mouse, badge reader, wireless barcode scanner |  |  |  |  | 0 |  |  |  | 1 |  | 1 | [7 empty] | 1 |  |  |  | 1 | 0 |  | 0 |  | 1 | 1 | [13 empty] | 1 |  | 1 | [5 empty] | 0
4596810 | U MI CIT | LEVEL 6 | IDF 6-304C | 6-408 | PREOP/ PACU | 2 |  | PM |  |  | PHYSIO MONITOR |  |  |  | PHYSIO MONITOR |  |  |  | SPARE | [7 empty] | CAPSULE P-P | [7 empty] | Pre-OP PACU 4 and 6 | 2024-03-07 | Preop/PACU 6-22 | [23 empty] | 0 | [18 empty] | 0 |  | 0 | [24 empty] | 0
5199095 | U MI CIT | LEVEL 6 | IDF 6-304C | 6-408 | PREOP/ PACU | 3 |  | 3 |  |  | WIRED SPARE |  |  |  | WIRED SPARE |  |  |  | WIRED SPARE | [15 empty] | Pre-OP PACU 4 and 6 | 2024-03-07 | Preop/PACU 6-22 |  |  | Y | [20 empty] | 0 | [18 empty] | 0 |  | 0 | [24 empty] | 0
4597205 | U MI CIT | LEVEL 6 | IDF 6-304C | 6-408 | PREOP/ PACU | 5 |  | 3 |  |  | WIRED SPARE |  |  |  | WIRED SPARE |  |  |  | WIRED SPARE | [15 empty] | Pre-OP PACU 4 and 6 | 2024-03-07 | Preop/PACU 6-22 | [23 empty] | 0 | [18 empty] | 0 |  | 0 | [24 empty] | 0
10876925 | U MI CIT | LEVEL 6 | IDF 6-304C | 6-408 | PREOP/ PACU | 6 |  | TV-NC |  |  | TELEVISION |  |  |  | WIRED SPARE |  |  |  | NURSE CALL JACK | [15 empty] | Pre-OP PACU 4 and 6 | 2024-03-07 | Preop/PACU 6-22 |  |  | Y | Y | [19 empty] | 0 | [18 empty] | 0 |  | 0 | [24 empty] | 0
7047369 | U MI CIT | LEVEL 6 | IDF 6-304C | 6-408 | PREOP/ PACU | 4 |  | AV |  |  | WIRED SPARE |  |  |  | WIRED SPARE | [19 empty] | Pre-OP PACU 4 and 6 | 2024-03-07 | Preop/PACU 6-22 |  |  | Y | Y | [19 empty] | 0 | [18 empty] | 0 |  | 0 | [24 empty] | 0
4594725 | U MI CIT | LEVEL 6 | IDF 6-304C | 6-409 | PREOP/ PACU | 1 |  | 3C |  |  | WIRED SPARE |  |  |  | WIRED SPARE |  |  |  | WIRED SPARE | [7 empty] | CAPSULE P-P | [7 empty] | Pre-OP PACU 4 and 6 | 2024-03-07 | Preop/PACU 6-01 | [23 empty] | 0 | [18 empty] | 0 |  | 0 | [24 empty] | 0
4594711 | U MI CIT | LEVEL 6 | IDF 6-304C | 6-409 | PREOP/ PACU | 2 |  | PM |  |  | PHYSIO MONITOR |  |  |  | PHYSIO MONITOR |  |  |  | SPARE | [7 empty] | CAPSULE P-P | [7 empty] | Pre-OP PACU 4 and 6 | 2024-03-07 | Preop/PACU 6-01 | [23 empty] | 0 | [18 empty] | 0 |  | 0 | [24 empty] | 0
4596705 | U MI CIT | LEVEL 6 | IDF 6-304C | 6-409 | PREOP/ PACU | 3 |  | 3 |  |  | WORKSTATION |  |  |  | WIRED SPARE |  |  |  | SPARE | [15 empty] | Pre-OP PACU 4 and 6 | 2024-03-07 | Preop/PACU 6-01 | [17 empty] | 1 | short arm, monitor, micro PC, keyboard mouse, badge reader, wireless barcode scanner |  |  |  |  | 0 |  |  |  | 1 |  | 1 | [7 empty] | 1 |  |  |  | 1 | 0 |  | 0 |  | 1 | 1 | [13 empty] | 1 |  | 1 | [5 empty] | 0
7003139 | U MI CIT | LEVEL 6 | IDF 6-304C | 6-409 | PREOP/ PACU | 5 |  | 3 |  |  | WIRED SPARE |  |  |  | WIRED SPARE |  |  |  | WIRED SPARE | [15 empty] | Pre-OP PACU 4 and 6 | 2024-03-07 | Preop/PACU 6-01 | [23 empty] | 0 | [18 empty] | 0 |  | 0 | [24 empty] | 0
10875873 | U MI CIT | LEVEL 6 | IDF 6-304C | 6-409 | PREOP/ PACU | 6 |  | TV-NC |  |  | TELEVISION |  |  |  | WIRED SPARE |  |  |  | NURSE CALL JACK | [15 empty] | Pre-OP PACU 4 and 6 | 2024-03-07 | Preop/PACU 6-01 |  |  | Y | Y | [19 empty] | 0 | [18 empty] | 0 |  | 0 | [24 empty] | 0
10652659 | U MI CIT | LEVEL 6 | IDF 6-304C | 6-409 | PREOP/ PACU | 4 |  | AV |  |  | WIRED SPARE |  |  |  | WIRED SPARE | [19 empty] | Pre-OP PACU 4 and 6 | 2024-03-07 | Preop/PACU 6-01 |  |  | Y | Y | [19 empty] | 0 | [18 empty] | 0 |  | 0 | [24 empty] | 0
4575189 | U MI CIT | LEVEL 6 | IDF 6-304C | 6-411 | ISO PREOP/ PACU | 3 |  | PM |  |  | PHYSIO MONITOR |  |  |  | PHYSIO MONITOR |  |  |  | SPARE | [7 empty] | CAPSULE P-P | [7 empty] | Pre-OP PACU 4 and 6 | 2024-03-07 | Preop/PACU 6-24 | [23 empty] | 0 | [18 empty] | 0 |  | 0 | [24 empty] | 0
7003081 | U MI CIT | LEVEL 6 | IDF 6-304C | 6-411 | ISO PREOP/ PACU | 2 |  | 3 |  |  | WORKSTATION |  |  |  | WIRED SPARE |  |  |  | SPARE | [15 empty] | Pre-OP PACU 4 and 6 | 2024-03-07 | Preop/PACU 6-24 | [17 empty] | 1 | short arm, monitor, micro PC, keyboard mouse, badge reader, wireless barcode scanner |  |  |  |  | 0 |  |  |  | 1 |  | 1 | [7 empty] | 1 |  |  |  | 1 | 0 |  | 0 |  | 1 | 1 | [13 empty] | 1 |  | 1 | [5 empty] | 0
4575203 | U MI CIT | LEVEL 6 | IDF 6-304C | 6-411 | ISO PREOP/ PACU | 4 |  | 3C |  |  | WIRED SPARE |  |  |  | WIRED SPARE |  |  |  | WIRED SPARE | [7 empty] | CAPSULE P-P | [7 empty] | Pre-OP PACU 4 and 6 | 2024-03-07 | Preop/PACU 6-24 | [23 empty] | 0 | [18 empty] | 0 |  | 0 | [24 empty] | 0
7003089 | U MI CIT | LEVEL 6 | IDF 6-304C | 6-411 | ISO PREOP/ PACU | 5 |  | 3 |  |  | WIRED SPARE |  |  |  | WIRED SPARE |  |  |  | WIRED SPARE | [15 empty] | Pre-OP PACU 4 and 6 | 2024-03-07 | Preop/PACU 6-24 | [23 empty] | 0 | [18 empty] | 0 |  | 0 | [24 empty] | 0
5199062 | U MI CIT | LEVEL 6 | IDF 6-304C | 6-412 | PREOP/ PACU | 2 |  | 3 |  |  | WORKSTATION |  |  |  | WIRED SPARE |  |  |  | SPARE | [15 empty] | Pre-OP PACU 4 and 6 | 2024-03-07 | Preop/PACU 6-21 | [17 empty] | 1 | short arm, monitor, micro PC, keyboard mouse, badge reader, wireless barcode scanner |  |  |  |  | 0 |  |  |  | 1 |  | 1 | [7 empty] | 1 |  |  |  | 1 | 0 |  | 0 |  | 1 | 1 | [13 empty] | 1 |  | 1 | [5 empty] | 0
4596818 | U MI CIT | LEVEL 6 | IDF 6-304C | 6-412 | PREOP/ PACU | 3 |  | PM |  |  | PHYSIO MONITOR |  |  |  | PHYSIO MONITOR |  |  |  | SPARE | [7 empty] | CAPSULE P-P | [7 empty] | Pre-OP PACU 4 and 6 | 2024-03-07 | Preop/PACU 6-21 | [23 empty] | 0 | [18 empty] | 0 |  | 0 | [24 empty] | 0
4596834 | U MI CIT | LEVEL 6 | IDF 6-304C | 6-412 | PREOP/ PACU | 4 |  | 3C |  |  | WIRED SPARE |  |  |  | WIRED SPARE |  |  |  | WIRED SPARE | [7 empty] | CAPSULE P-P | [7 empty] | Pre-OP PACU 4 and 6 | 2024-03-07 | Preop/PACU 6-21 | [23 empty] | 0 | [18 empty] | 0 |  | 0 | [24 empty] | 0
7003065 | U MI CIT | LEVEL 6 | IDF 6-304C | 6-412 | PREOP/ PACU | 5 |  | 3 |  |  | WIRED SPARE |  |  |  | WIRED SPARE |  |  |  | WIRED SPARE | [15 empty] | Pre-OP PACU 4 and 6 | 2024-03-07 | Preop/PACU 6-21 | [23 empty] | 0 | [18 empty] | 0 |  | 0 | [24 empty] | 0
10876977 | U MI CIT | LEVEL 6 | IDF 6-304C | 6-412 | PREOP/ PACU | 6 |  | TV-NC |  |  | TELEVISION |  |  |  | WIRED SPARE |  |  |  | NURSE CALL JACK | [15 empty] | Pre-OP PACU 4 and 6 | 2024-03-07 | Preop/PACU 6-21 |  |  | Y | Y | [19 empty] | 0 | [18 empty] | 0 |  | 0 | [24 empty] | 0
7047307 | U MI CIT | LEVEL 6 | IDF 6-304C | 6-412 | PREOP/ PACU | 1 |  | AV |  |  | WIRED SPARE |  |  |  | WIRED SPARE | [19 empty] | Pre-OP PACU 4 and 6 | 2024-03-07 | Preop/PACU 6-21 |  |  | Y | Y | [19 empty] | 0 | [18 empty] | 0 |  | 0 | [24 empty] | 0
4574696 | U MI CIT | LEVEL 6 | IDF 6-304C | 6-413 | ISO PREOP/ PACU | 2 |  | PM |  |  | PHYSIO MONITOR |  |  |  | PHYSIO MONITOR |  |  |  | SPARE | [7 empty] | CAPSULE P-P | [7 empty] | Pre-OP PACU 4 and 6 | 2024-03-07 | Preop/PACU 6-23 | [23 empty] | 0 | [18 empty] | 0 |  | 0 | [24 empty] | 0
4574712 | U MI CIT | LEVEL 6 | IDF 6-304C | 6-413 | ISO PREOP/ PACU | 1 |  | 3C |  |  | WIRED SPARE |  |  |  | WIRED SPARE |  |  |  | WIRED SPARE | [7 empty] | CAPSULE P-P | [7 empty] | Pre-OP PACU 4 and 6 | 2024-03-07 | Preop/PACU 6-23 | [23 empty] | 0 | [18 empty] | 0 |  | 0 | [24 empty] | 0
7003073 | U MI CIT | LEVEL 6 | IDF 6-304C | 6-413 | ISO PREOP/ PACU | 3 |  | 3 |  |  | WORKSTATION |  |  |  | WIRED SPARE |  |  |  | SPARE | [15 empty] | Pre-OP PACU 4 and 6 | 2024-03-07 | Preop/PACU 6-23 | [17 empty] | 1 | short arm, monitor, micro PC, keyboard mouse, badge reader, wireless barcode scanner |  |  |  |  | 0 |  |  |  | 1 |  | 1 | [7 empty] | 1 |  |  |  | 1 | 0 |  | 0 |  | 1 | 1 | [13 empty] | 1 |  | 1 | [5 empty] | 0
7003097 | U MI CIT | LEVEL 6 | IDF 6-304C | 6-413 | ISO PREOP/ PACU | 5 |  | 3 |  |  | WIRED SPARE |  |  |  | WIRED SPARE |  |  |  | WIRED SPARE | [15 empty] | Pre-OP PACU 4 and 6 | 2024-03-07 | Preop/PACU 6-23 | [23 empty] | 0 | [18 empty] | 0 |  | 0 | [24 empty] | 0
7408978 | U MI CIT | LEVEL 6 | IDF 6-304C | 6-421 | PREOP/ PACU | 1 |  | 3 |  |  | WORKSTATION |  |  |  | WIRED SPARE |  |  |  | SPARE | [15 empty] | Pre-OP PACU 4 and 6 | 2024-03-07 | Preop/PACU 6-20 | [17 empty] | 1 | short arm, monitor, micro PC, keyboard mouse, badge reader, wireless barcode scanner |  |  |  |  | 0 |  |  |  | 1 |  | 1 | [7 empty] | 1 |  |  |  | 1 | 0 |  | 0 |  | 1 | 1 | [13 empty] | 1 |  | 1 | [5 empty] | 0
7408964 | U MI CIT | LEVEL 6 | IDF 6-304C | 6-421 | PREOP/ PACU | 2 |  | PM |  |  | PHYSIO MONITOR |  |  |  | PHYSIO MONITOR |  |  |  | SPARE | [7 empty] | CAPSULE P-P | [7 empty] | Pre-OP PACU 4 and 6 | 2024-03-07 | Preop/PACU 6-20 | [23 empty] | 0 | [18 empty] | 0 |  | 0 | [24 empty] | 0
7408971 | U MI CIT | LEVEL 6 | IDF 6-304C | 6-421 | PREOP/ PACU | 3 |  | 3C |  |  | WIRED SPARE |  |  |  | WIRED SPARE |  |  |  | WIRED SPARE | [7 empty] | CAPSULE P-P | [7 empty] | Pre-OP PACU 4 and 6 | 2024-03-07 | Preop/PACU 6-20 | [23 empty] | 0 | [18 empty] | 0 |  | 0 | [24 empty] | 0
7408985 | U MI CIT | LEVEL 6 | IDF 6-304C | 6-421 | PREOP/ PACU | 5 |  | 3 |  |  | WIRED SPARE |  |  |  | WIRED SPARE |  |  |  | WIRED SPARE | [15 empty] | Pre-OP PACU 4 and 6 | 2024-03-07 | Preop/PACU 6-20 | [23 empty] | 0 | [18 empty] | 0 |  | 0 | [24 empty] | 0
10877183 | U MI CIT | LEVEL 6 | IDF 6-304C | 6-421 | PREOP/ PACU | 6 |  | TV-NC |  |  | TELEVISION |  |  |  | WIRED SPARE |  |  |  | NURSE CALL JACK | [15 empty] | Pre-OP PACU 4 and 6 | 2024-03-07 | Preop/PACU 6-20 |  |  | Y | Y | [19 empty] | 0 | [18 empty] | 0 |  | 0 | [24 empty] | 0
8584750 | U MI CIT | LEVEL 6 | IDF 6-304C | 6-421 | PREOP/ PACU | 4 |  | AV |  |  | WIRED SPARE |  |  |  | WIRED SPARE | [19 empty] | Pre-OP PACU 4 and 6 | 2024-03-07 | Preop/PACU 6-20 |  |  | Y | Y | [19 empty] | 0 | [18 empty] | 0 |  | 0 | [24 empty] | 0
7408635 | U MI CIT | LEVEL 6 | IDF 6-304C | 6-423 | PREOP/ PACU | 2 |  | 3C |  |  | WORKSTATION |  |  |  | WIRED SPARE |  |  |  | SPARE | [7 empty] | CAPSULE P-P | [7 empty] | Pre-OP PACU 4 and 6 | 2024-03-07 | Preop/PACU 6-19 | [17 empty] | 1 | short arm, monitor, micro PC, keyboard mouse, badge reader, wireless barcode scanner |  |  |  |  | 0 |  |  |  | 1 |  | 1 | [7 empty] | 1 |  |  |  | 1 | 0 |  | 0 |  | 1 | 1 | [13 empty] | 1 |  | 1 | [5 empty] | 0
7408628 | U MI CIT | LEVEL 6 | IDF 6-304C | 6-423 | PREOP/ PACU | 3 |  | PM |  |  | PHYSIO MONITOR |  |  |  | PHYSIO MONITOR |  |  |  | SPARE | [7 empty] | CAPSULE P-P | [7 empty] | Pre-OP PACU 4 and 6 | 2024-03-07 | Preop/PACU 6-19 | [23 empty] | 0 | [18 empty] | 0 |  | 0 | [24 empty] | 0
7408649 | U MI CIT | LEVEL 6 | IDF 6-304C | 6-423 | PREOP/ PACU | 4 |  | 3 |  |  | WIRED SPARE |  |  |  | WIRED SPARE |  |  |  | WIRED SPARE | [15 empty] | Pre-OP PACU 4 and 6 | 2024-03-07 | Preop/PACU 6-19 | [23 empty] | 0 | [18 empty] | 0 |  | 0 | [24 empty] | 0
7408656 | U MI CIT | LEVEL 6 | IDF 6-304C | 6-423 | PREOP/ PACU | 5 |  | 3 |  |  | WIRED SPARE |  |  |  | WIRED SPARE |  |  |  | WIRED SPARE | [15 empty] | Pre-OP PACU 4 and 6 | 2024-03-07 | Preop/PACU 6-19 | [23 empty] | 0 | [18 empty] | 0 |  | 0 | [24 empty] | 0
10877210 | U MI CIT | LEVEL 6 | IDF 6-304C | 6-423 | PREOP/ PACU | 6 |  | TV-NC |  |  | TELEVISION |  |  |  | WIRED SPARE |  |  |  | NURSE CALL JACK | [15 empty] | Pre-OP PACU 4 and 6 | 2024-03-07 | Preop/PACU 6-19 |  |  | Y | Y | [19 empty] | 0 | [18 empty] | 0 |  | 0 | [24 empty] | 0
7408663 | U MI CIT | LEVEL 6 | IDF 6-304C | 6-423 | PREOP/ PACU | 1 |  | AV |  |  | WIRED SPARE |  |  |  | WIRED SPARE | [19 empty] | Pre-OP PACU 4 and 6 | 2024-03-07 | Preop/PACU 6-19 |  |  | Y | Y | [19 empty] | 0 | [18 empty] | 0 |  | 0 | [24 empty] | 0
7047247 | U MI CIT | LEVEL 6 | IDF 6-304C | 6-424 | CLINICAL WORKSTATION | 2 |  | 0 |  |  | FUTURE | [23 empty] | Pre-Op PACU 4 and 6 | 2024-03-07 | [24 empty] | 0 | [18 empty] | 0 |  | 0 | [24 empty] | 0
8491231 | U MI CIT | LEVEL 6 | IDF 6-304C | 6-424 | CLINICAL WORKSTATION | 5 |  | 3 |  |  | WORKSTATION |  |  |  | WIRED SPARE |  |  |  | SPARE | [15 empty] | Pre-Op PACU 4 and 6 | 2024-03-07 | [20 empty] | WSIU3562 |  | PRT-PAV0607 |  | 0 |  |  |  | 1 |  | 1 | [7 empty] | 1 |  |  |  | 1 | 0 |  | 0 |  |  | 1 | [8 empty] | 1 | [12 empty] | 0
7047218 | U MI CIT | LEVEL 6 | IDF 6-304C | 6-424 | CLINICAL WORKSTATION | 6 |  | 0 |  |  | FUTURE | [23 empty] | Pre-Op PACU 4 and 6 | 2024-03-07 | [24 empty] | 0 | [18 empty] | 0 |  | 0 | [24 empty] | 0
8584439 | U MI CIT | LEVEL 6 | IDF 6-304C | 6-424 | CLINICAL WORKSTATION | 8 |  | 3 |  |  | WORKSTATION |  |  |  | WIRED SPARE |  |  |  | SPARE | [15 empty] | Pre-Op PACU 4 and 6 | 2024-03-07 | [20 empty] | WSIU3564 |  |  |  | 0 |  |  |  | 1 |  | 1 | [7 empty] | 1 |  |  |  | 1 | 0 |  | 0 |  |  | 1 | [21 empty] | 0
4548633 | U MI CIT | LEVEL 6 | IDF 6-304C | 6-427 | PREOP/ PACU | 2 |  | 3 |  |  | WORKSTATION |  |  |  | WIRED SPARE |  |  |  | SPARE | [15 empty] | Pre-OP PACU 4 and 6 | 2024-03-07 | Preop/PACU 6-16 | [17 empty] | 1 | short arm, monitor, micro PC, keyboard mouse, badge reader, wireless barcode scanner |  |  |  |  | 0 |  |  |  | 1 |  | 1 | [7 empty] | 1 |  |  |  | 1 | 0 |  | 0 |  | 1 | 1 | [13 empty] | 1 |  | 1 | [5 empty] | 0
4448129 | U MI CIT | LEVEL 6 | IDF 6-304C | 6-427 | PREOP/ PACU | 3 |  | PM |  |  | PHYSIO MONITOR |  |  |  | PHYSIO MONITOR |  |  |  | SPARE | [7 empty] | CAPSULE P-P | [7 empty] | Pre-OP PACU 4 and 6 | 2024-03-07 | Preop/PACU 6-16 | [23 empty] | 0 | [18 empty] | 0 |  | 0 | [24 empty] | 0
4448183 | U MI CIT | LEVEL 6 | IDF 6-304C | 6-427 | PREOP/ PACU | 4 |  | 3C |  |  | WIRED SPARE |  |  |  | WIRED SPARE |  |  |  | WIRED SPARE | [7 empty] | CAPSULE P-P | [7 empty] | Pre-OP PACU 4 and 6 | 2024-03-07 | Preop/PACU 6-16 | [23 empty] | 0 | [18 empty] | 0 |  | 0 | [24 empty] | 0
4447592 | U MI CIT | LEVEL 6 | IDF 6-304C | 6-427 | PREOP/ PACU | 5 |  | 3 |  |  | WIRED SPARE |  |  |  | WIRED SPARE |  |  |  | WIRED SPARE | [15 empty] | Pre-OP PACU 4 and 6 | 2024-03-07 | Preop/PACU 6-16 | [23 empty] | 0 | [18 empty] | 0 |  | 0 | [24 empty] | 0
10877266 | U MI CIT | LEVEL 6 | IDF 6-304C | 6-427 | PREOP/ PACU | 6 |  | TV-NC |  |  | TELEVISION |  |  |  | WIRED SPARE |  |  |  | NURSE CALL JACK | [15 empty] | Pre-OP PACU 4 and 6 | 2024-03-07 | Preop/PACU 6-16 |  |  | Y | Y | [19 empty] | 0 | [18 empty] | 0 |  | 0 | [24 empty] | 0
8441740 | U MI CIT | LEVEL 6 | IDF 6-304C | 6-427 | PREOP/ PACU | 1 |  | AV |  |  | WIRED SPARE |  |  |  | WIRED SPARE | [19 empty] | Pre-OP PACU 4 and 6 | 2024-03-07 | Preop/PACU 6-16 |  |  | Y | Y | [19 empty] | 0 | [18 empty] | 0 |  | 0 | [24 empty] | 0
4548151 | U MI CIT | LEVEL 6 | IDF 6-304C | 6-429 | PREOP/ PACU | 1 |  | 3C |  |  | WORKSTATION |  |  |  | WIRED SPARE |  |  |  | SPARE | [7 empty] | CAPSULE P-P | [7 empty] | Pre-OP PACU 4 and 6 | 2024-03-07 | Preop/PACU 6-15 | [17 empty] | 1 | short arm, monitor, micro PC, keyboard mouse, badge reader, wireless barcode scanner |  |  |  |  | 0 |  |  |  | 1 |  | 1 | [7 empty] | 1 |  |  |  | 1 | 0 |  | 0 |  | 1 | 1 | [13 empty] | 1 |  | 1 | [5 empty] | 0
4448030 | U MI CIT | LEVEL 6 | IDF 6-304C | 6-429 | PREOP/ PACU | 2 |  | PM |  |  | PHYSIO MONITOR |  |  |  | PHYSIO MONITOR |  |  |  | SPARE | [7 empty] | CAPSULE P-P | [7 empty] | Pre-OP PACU 4 and 6 | 2024-03-07 | Preop/PACU 6-15 | [23 empty] | 0 | [18 empty] | 0 |  | 0 | [24 empty] | 0
4447659 | U MI CIT | LEVEL 6 | IDF 6-304C | 6-429 | PREOP/ PACU | 3 |  | 3 |  |  | WIRED SPARE |  |  |  | WIRED SPARE |  |  |  | WIRED SPARE | [15 empty] | Pre-OP PACU 4 and 6 | 2024-03-07 | Preop/PACU 6-15 | [23 empty] | 0 | [18 empty] | 0 |  | 0 | [24 empty] | 0
4548295 | U MI CIT | LEVEL 6 | IDF 6-304C | 6-429 | PREOP/ PACU | 5 |  | 3 |  |  | WIRED SPARE |  |  |  | WIRED SPARE |  |  |  | WIRED SPARE | [15 empty] | Pre-OP PACU 4 and 6 | 2024-03-07 | Preop/PACU 6-15 | [23 empty] | 0 | [18 empty] | 0 |  | 0 | [24 empty] | 0
10877349 | U MI CIT | LEVEL 6 | IDF 6-304C | 6-429 | PREOP/ PACU | 6 |  | TV-NC |  |  | TELEVISION |  |  |  | WIRED SPARE |  |  |  | NURSE CALL JACK | [15 empty] | Pre-OP PACU 4 and 6 | 2024-03-07 | Preop/PACU 6-15 |  |  | Y | Y | [19 empty] | 0 | [18 empty] | 0 |  | 0 | [24 empty] | 0
8441538 | U MI CIT | LEVEL 6 | IDF 6-304C | 6-429 | PREOP/ PACU | 4 |  | AV |  |  | WIRED SPARE |  |  |  | WIRED SPARE | [19 empty] | Pre-OP PACU 4 and 6 | 2024-03-07 | Preop/PACU 6-15 |  |  | Y | Y | [19 empty] | 0 | [18 empty] | 0 |  | 0 | [24 empty] | 0
7003054 | U MI CIT | LEVEL 6 | IDF 6-304C | 6-431 | PREOP/ PACU | 1 |  | 3C |  |  | WIRED SPARE |  |  |  | WIRED SPARE |  |  |  | WIRED SPARE | [7 empty] | CAPSULE P-P | [7 empty] | Pre-OP PACU 4 and 6 | 2024-03-07 | Preop/PACU 6-18 | [23 empty] | 0 | [18 empty] | 0 |  | 0 | [24 empty] | 0
4548888 | U MI CIT | LEVEL 6 | IDF 6-304C | 6-431 | PREOP/ PACU | 2 |  | PM |  |  | PHYSIO MONITOR |  |  |  | PHYSIO MONITOR |  |  |  | SPARE | [7 empty] | CAPSULE P-P | [7 empty] | Pre-OP PACU 4 and 6 | 2024-03-07 | Preop/PACU 6-18 | [23 empty] | 0 | [18 empty] | 0 |  | 0 | [24 empty] | 0
4548896 | U MI CIT | LEVEL 6 | IDF 6-304C | 6-431 | PREOP/ PACU | 3 |  | 3 |  |  | WORKSTATION |  |  |  | WIRED SPARE |  |  |  | SPARE | [15 empty] | Pre-OP PACU 4 and 6 | 2024-03-07 | Preop/PACU 6-18 | [17 empty] | 1 | short arm, monitor, micro PC, keyboard mouse, badge reader, wireless barcode scanner |  |  |  |  | 0 |  |  |  | 1 |  | 1 | [7 empty] | 1 |  |  |  | 1 | 0 |  | 0 |  | 1 | 1 | [13 empty] | 1 |  | 1 | [5 empty] | 0
7003029 | U MI CIT | LEVEL 6 | IDF 6-304C | 6-431 | PREOP/ PACU | 5 |  | 3 |  |  | WIRED SPARE |  |  |  | WIRED SPARE |  |  |  | WIRED SPARE | [15 empty] | Pre-OP PACU 4 and 6 | 2024-03-07 | Preop/PACU 6-18 | [23 empty] | 0 | [18 empty] | 0 |  | 0 | [24 empty] | 0
10877293 | U MI CIT | LEVEL 6 | IDF 6-304C | 6-431 | PREOP/ PACU | 6 |  | TV-NC |  |  | TELEVISION |  |  |  | WIRED SPARE |  |  |  | NURSE CALL JACK | [15 empty] | Pre-OP PACU 4 and 6 | 2024-03-07 | Preop/PACU 6-18 |  |  | Y | Y | [19 empty] | 0 | [18 empty] | 0 |  | 0 | [24 empty] | 0
7046085 | U MI CIT | LEVEL 6 | IDF 6-304C | 6-431 | PREOP/ PACU | 4 |  | AV |  |  | WIRED SPARE |  |  |  | WIRED SPARE | [19 empty] | Pre-OP PACU 4 and 6 | 2024-03-07 | Preop/PACU 6-18 |  |  | Y | Y | [19 empty] | 0 | [18 empty] | 0 |  | 0 | [24 empty] | 0
7003046 | U MI CIT | LEVEL 6 | IDF 6-304C | 6-435 | PREOP/ PACU | 2 |  | 3 |  |  | WIRED SPARE |  |  |  | WIRED SPARE |  |  |  | WIRED SPARE | [15 empty] | Pre-OP PACU 4 and 6 | 2024-03-07 | Preop/PACU 6-17 | [23 empty] | 0 | [18 empty] | 0 |  | 0 | [24 empty] | 0
4549102 | U MI CIT | LEVEL 6 | IDF 6-304C | 6-435 | PREOP/ PACU | 3 |  | PM |  |  | PHYSIO MONITOR |  |  |  | PHYSIO MONITOR |  |  |  | SPARE | [7 empty] | CAPSULE P-P | [7 empty] | Pre-OP PACU 4 and 6 | 2024-03-07 | Preop/PACU 6-17 | [23 empty] | 0 | [18 empty] | 0 |  | 0 | [24 empty] | 0
4549110 | U MI CIT | LEVEL 6 | IDF 6-304C | 6-435 | PREOP/ PACU | 4 |  | 3C |  |  | WORKSTATION |  |  |  | WIRED SPARE |  |  |  | SPARE | [7 empty] | CAPSULE P-P | [7 empty] | Pre-OP PACU 4 and 6 | 2024-03-07 | Preop/PACU 6-17 | [17 empty] | 1 | short arm, monitor, micro PC, keyboard mouse, badge reader, wireless barcode scanner |  |  |  |  | 0 |  |  |  | 1 |  | 1 | [7 empty] | 1 |  |  |  | 1 | 0 |  | 0 |  | 1 | 1 | [13 empty] | 1 |  | 1 | [5 empty] | 0
7003037 | U MI CIT | LEVEL 6 | IDF 6-304C | 6-435 | PREOP/ PACU | 5 |  | 3 |  |  | WIRED SPARE |  |  |  | WIRED SPARE |  |  |  | WIRED SPARE | [15 empty] | Pre-OP PACU 4 and 6 | 2024-03-07 | Preop/PACU 6-17 | [23 empty] | 0 | [18 empty] | 0 |  | 0 | [24 empty] | 0
10877320 | U MI CIT | LEVEL 6 | IDF 6-304C | 6-435 | PREOP/ PACU | 6 |  | TV-NC |  |  | TELEVISION |  |  |  | WIRED SPARE |  |  |  | NURSE CALL JACK | [15 empty] | Pre-OP PACU 4 and 6 | 2024-03-07 | Preop/PACU 6-17 |  |  | Y | Y | [19 empty] | 0 | [18 empty] | 0 |  | 0 | [24 empty] | 0
7045949 | U MI CIT | LEVEL 6 | IDF 6-304C | 6-435 | PREOP/ PACU | 1 |  | AV |  |  | WIRED SPARE |  |  |  | WIRED SPARE | [19 empty] | Pre-OP PACU 4 and 6 | 2024-03-07 | Preop/PACU 6-17 |  |  | Y | Y | [19 empty] | 0 | [18 empty] | 0 |  | 0 | [24 empty] | 0
4572332 | U MI CIT | LEVEL 6 | IDF 6-304C | 6-437 | PREOP/ PACU | 2 |  | 3 |  |  | WORKSTATION |  |  |  | WIRED SPARE |  |  |  | SPARE | [15 empty] | Pre-OP PACU 4 and 6 | 2024-03-07 | Preop/PACU 6-14 | [17 empty] | 1 | short arm, monitor, micro PC, keyboard mouse, badge reader, wireless barcode scanner |  |  |  |  | 0 |  |  |  | 1 |  | 1 | [7 empty] | 1 |  |  |  | 1 | 0 |  | 0 |  | 1 | 1 | [13 empty] | 1 |  | 1 | [5 empty] | 0
4572343 | U MI CIT | LEVEL 6 | IDF 6-304C | 6-437 | PREOP/ PACU | 3 |  | PM |  |  | PHYSIO MONITOR |  |  |  | PHYSIO MONITOR |  |  |  | SPARE | [7 empty] | CAPSULE P-P | [7 empty] | Pre-OP PACU 4 and 6 | 2024-03-07 | Preop/PACU 6-14 | [23 empty] | 0 | [18 empty] | 0 |  | 0 | [24 empty] | 0
4572351 | U MI CIT | LEVEL 6 | IDF 6-304C | 6-437 | PREOP/ PACU | 4 |  | 3C |  |  | WIRED SPARE |  |  |  | WIRED SPARE |  |  |  | WIRED SPARE | [7 empty] | CAPSULE P-P | [7 empty] | Pre-OP PACU 4 and 6 | 2024-03-07 | Preop/PACU 6-14 | [23 empty] | 0 | [18 empty] | 0 |  | 0 | [24 empty] | 0
4572380 | U MI CIT | LEVEL 6 | IDF 6-304C | 6-437 | PREOP/ PACU | 5 |  | 3 |  |  | WIRED SPARE |  |  |  | WIRED SPARE |  |  |  | WIRED SPARE | [15 empty] | Pre-OP PACU 4 and 6 | 2024-03-07 | Preop/PACU 6-14 | [23 empty] | 0 | [18 empty] | 0 |  | 0 | [24 empty] | 0
10876769 | U MI CIT | LEVEL 6 | IDF 6-304C | 6-437 | PREOP/ PACU | 6 |  | TV-NC |  |  | TELEVISION |  |  |  | WIRED SPARE |  |  |  | NURSE CALL JACK | [15 empty] | Pre-OP PACU 4 and 6 | 2024-03-07 | Preop/PACU 6-14 |  |  | Y | Y | [19 empty] | 0 | [18 empty] | 0 |  | 0 | [24 empty] | 0
8442577 | U MI CIT | LEVEL 6 | IDF 6-304C | 6-437 | PREOP/ PACU | 1 |  | AV |  |  | MEDICAL DIGITAL SIGN MONITORING |  |  |  | MEDICAL DIGITAL SIGN CORE PC | [19 empty] | Pre-OP PACU 4 and 6 | 2024-03-07 | Preop/PACU 6-14 |  |  | Y | Y | [8 empty] | PERI-OP | MD | [9 empty] | 0 | [18 empty] | 0 |  | 0 | [24 empty] | 0
4572549 | U MI CIT | LEVEL 6 | IDF 6-304C | 6-439 | PREOP/ PACU | 1 |  | 3C |  |  | WIRED SPARE |  |  |  | WIRED SPARE |  |  |  | WIRED SPARE | [7 empty] | CAPSULE P-P | [7 empty] | Pre-OP PACU 4 and 6 | 2024-03-07 | Preop/PACU 6-13 | [23 empty] | 0 | [18 empty] | 0 |  | 0 | [24 empty] | 0
4572557 | U MI CIT | LEVEL 6 | IDF 6-304C | 6-439 | PREOP/ PACU | 2 |  | PM |  |  | PHYSIO MONITOR |  |  |  | PHYSIO MONITOR |  |  |  | SPARE | [7 empty] | CAPSULE P-P | [7 empty] | Pre-OP PACU 4 and 6 | 2024-03-07 | Preop/PACU 6-13 | [23 empty] | 0 | [18 empty] | 0 |  | 0 | [24 empty] | 0
8584247 | U MI CIT | LEVEL 6 | IDF 6-304C | 6-439 | PREOP/ PACU | 3 |  | 3 |  |  | WORKSTATION |  |  |  | WIRED SPARE |  |  |  | SPARE | [15 empty] | Pre-OP PACU 4 and 6 | 2024-03-07 | Preop/PACU 6-13 | [17 empty] | 1 | short arm, monitor, micro PC, keyboard mouse, badge reader, wireless barcode scanner |  |  |  |  | 0 |  |  |  | 1 |  | 1 | [7 empty] | 1 |  |  |  | 1 | 0 |  | 0 |  | 1 | 1 | [13 empty] | 1 |  | 1 | [5 empty] | 0
4572565 | U MI CIT | LEVEL 6 | IDF 6-304C | 6-439 | PREOP/ PACU | 5 |  | 3 |  |  | WIRED SPARE |  |  |  | WIRED SPARE |  |  |  | WIRED SPARE | [15 empty] | Pre-OP PACU 4 and 6 | 2024-03-07 | Preop/PACU 6-13 | [23 empty] | 0 | [18 empty] | 0 |  | 0 | [24 empty] | 0
10876740 | U MI CIT | LEVEL 6 | IDF 6-304C | 6-439 | PREOP/ PACU | 6 |  | TV-NC |  |  | TELEVISION |  |  |  | WIRED SPARE |  |  |  | NURSE CALL JACK | [15 empty] | Pre-OP PACU 4 and 6 | 2024-03-07 | Preop/PACU 6-13 |  |  | Y | Y | [19 empty] | 0 | [18 empty] | 0 |  | 0 | [24 empty] | 0
8442806 | U MI CIT | LEVEL 6 | IDF 6-304C | 6-439 | PREOP/ PACU | 4 |  | AV |  |  | MEDICAL DIGITAL SIGN MONITORING |  |  |  | MEDICAL DIGITAL SIGN CORE PC | [19 empty] | Pre-OP PACU 4 and 6 | 2024-03-07 | Preop/PACU 6-13 |  |  | Y | Y | [8 empty] | PERI-OP | MD | [9 empty] | 0 | [18 empty] | 0 |  | 0 | [24 empty] | 0
4572397 | U MI CIT | LEVEL 6 | IDF 6-304C | 6-441 | PREOP/ PACU | 2 |  | 3 |  |  | WORKSTATION |  |  |  | WIRED SPARE |  |  |  | SPARE | [15 empty] | Pre-OP PACU 4 and 6 | 2024-03-07 | Preop/PACU 6-12 | [17 empty] | 1 | short arm, monitor, micro PC, keyboard mouse, badge reader, wireless barcode scanner |  |  |  |  | 0 |  |  |  | 1 |  | 1 | [7 empty] | 1 |  |  |  | 1 | 0 |  | 0 |  | 1 | 1 | [13 empty] | 1 |  | 1 | [5 empty] | 0
4572405 | U MI CIT | LEVEL 6 | IDF 6-304C | 6-441 | PREOP/ PACU | 3 |  | PM |  |  | PHYSIO MONITOR |  |  |  | PHYSIO MONITOR |  |  |  | SPARE | [7 empty] | CAPSULE P-P | [7 empty] | Pre-OP PACU 4 and 6 | 2024-03-07 | Preop/PACU 6-12 | [23 empty] | 0 | [18 empty] | 0 |  | 0 | [24 empty] | 0
4572413 | U MI CIT | LEVEL 6 | IDF 6-304C | 6-441 | PREOP/ PACU | 4 |  | 3C |  |  | WIRED SPARE |  |  |  | WIRED SPARE |  |  |  | WIRED SPARE | [7 empty] | CAPSULE P-P | [7 empty] | Pre-OP PACU 4 and 6 | 2024-03-07 | Preop/PACU 6-12 | [23 empty] | 0 | [18 empty] | 0 |  | 0 | [24 empty] | 0
4572421 | U MI CIT | LEVEL 6 | IDF 6-304C | 6-441 | PREOP/ PACU | 5 |  | 3 |  |  | WIRED SPARE |  |  |  | WIRED SPARE |  |  |  | WIRED SPARE | [15 empty] | Pre-OP PACU 4 and 6 | 2024-03-07 | Preop/PACU 6-12 | [23 empty] | 0 | [18 empty] | 0 |  | 0 | [24 empty] | 0
10876711 | U MI CIT | LEVEL 6 | IDF 6-304C | 6-441 | PREOP/ PACU | 6 |  | TV-NC |  |  | TELEVISION |  |  |  | WIRED SPARE |  |  |  | NURSE CALL JACK | [15 empty] | Pre-OP PACU 4 and 6 | 2024-03-07 | Preop/PACU 6-12 |  |  | Y | Y | [19 empty] | 0 | [18 empty] | 0 |  | 0 | [24 empty] | 0
8442786 | U MI CIT | LEVEL 6 | IDF 6-304C | 6-441 | PREOP/ PACU | 1 |  | AV |  |  | MEDICAL DIGITAL SIGN MONITORING |  |  |  | MEDICAL DIGITAL SIGN CORE PC | [19 empty] | Pre-OP PACU 4 and 6 | 2024-03-07 | Preop/PACU 6-12 |  |  | Y | Y | [8 empty] | PERI-OP | MD | [9 empty] | 0 | [18 empty] | 0 |  | 0 | [24 empty] | 0
4574298 | U MI CIT | LEVEL 6 | IDF 6-304C | 6-443 | PREOP/ PACU | 1 |  | 3C |  |  | WIRED SPARE |  |  |  | WIRED SPARE |  |  |  | WIRED SPARE | [7 empty] | CAPSULE P-P | [7 empty] | Pre-OP PACU 4 and 6 | 2024-03-07 | Preop/PACU 6-11 | [23 empty] | 0 | [18 empty] | 0 |  | 0 | [24 empty] | 0
4574306 | U MI CIT | LEVEL 6 | IDF 6-304C | 6-443 | PREOP/ PACU | 2 |  | PM |  |  | PHYSIO MONITOR |  |  |  | PHYSIO MONITOR |  |  |  | SPARE | [7 empty] | CAPSULE P-P | [7 empty] | Pre-OP PACU 4 and 6 | 2024-03-07 | Preop/PACU 6-11 | [23 empty] | 0 | [18 empty] | 0 |  | 0 | [24 empty] | 0
4574330 | U MI CIT | LEVEL 6 | IDF 6-304C | 6-443 | PREOP/ PACU | 3 |  | 3 |  |  | WORKSTATION |  |  |  | WIRED SPARE |  |  |  | SPARE | [15 empty] | Pre-OP PACU 4 and 6 | 2024-03-07 | Preop/PACU 6-11 | [17 empty] | 1 | short arm, monitor, micro PC, keyboard mouse, badge reader, wireless barcode scanner |  |  |  |  | 0 |  |  |  | 1 |  | 1 | [7 empty] | 1 |  |  |  | 1 | 0 |  | 0 |  | 1 | 1 | [13 empty] | 1 |  | 1 | [5 empty] | 0
4574314 | U MI CIT | LEVEL 6 | IDF 6-304C | 6-443 | PREOP/ PACU | 5 |  | 3 |  |  | WIRED SPARE |  |  |  | WIRED SPARE |  |  |  | WIRED SPARE | [15 empty] | Pre-OP PACU 4 and 6 | 2024-03-07 | Preop/PACU 6-11 | [23 empty] | 0 | [18 empty] | 0 |  | 0 | [24 empty] | 0
10876682 | U MI CIT | LEVEL 6 | IDF 6-304C | 6-443 | PREOP/ PACU | 6 |  | TV-NC |  |  | TELEVISION |  |  |  | WIRED SPARE |  |  |  | NURSE CALL JACK | [15 empty] | Pre-OP PACU 4 and 6 | 2024-03-07 | Preop/PACU 6-11 |  |  | Y | Y | [19 empty] | 0 | [18 empty] | 0 |  | 0 | [24 empty] | 0
8443007 | U MI CIT | LEVEL 6 | IDF 6-304C | 6-443 | PREOP/ PACU | 4 |  | AV |  |  | MEDICAL DIGITAL SIGN MONITORING |  |  |  | MEDICAL DIGITAL SIGN CORE PC | [19 empty] | Pre-OP PACU 4 and 6 | 2024-03-07 | Preop/PACU 6-11 |  |  | Y | Y | [8 empty] | PERI-OP | MD | [9 empty] | 0 | [18 empty] | 0 |  | 0 | [24 empty] | 0
4572433 | U MI CIT | LEVEL 6 | IDF 6-304C | 6-445 | PREOP/ PACU | 2 |  | 3 |  |  | WORKSTATION |  |  |  | WIRED SPARE |  |  |  | SPARE | [15 empty] | Pre-OP PACU 4 and 6 | 2024-03-07 | Preop/PACU 6-10 | [17 empty] | 1 | short arm, monitor, micro PC, keyboard mouse, badge reader, wireless barcode scanner |  |  |  |  | 0 |  |  |  | 1 |  | 1 | [7 empty] | 1 |  |  |  | 1 | 0 |  | 0 |  | 1 | 1 | [13 empty] | 1 |  | 1 | [5 empty] | 0
4572449 | U MI CIT | LEVEL 6 | IDF 6-304C | 6-445 | PREOP/ PACU | 3 |  | 3C |  |  | WIRED SPARE |  |  |  | WIRED SPARE |  |  |  | WIRED SPARE | [7 empty] | CAPSULE P-P | [7 empty] | Pre-OP PACU 4 and 6 | 2024-03-07 | Preop/PACU 6-10 | [23 empty] | 0 | [18 empty] | 0 |  | 0 | [24 empty] | 0
4572441 | U MI CIT | LEVEL 6 | IDF 6-304C | 6-445 | PREOP/ PACU | 4 |  | PM |  |  | PHYSIO MONITOR |  |  |  | PHYSIO MONITOR |  |  |  | SPARE | [7 empty] | CAPSULE P-P | [7 empty] | Pre-OP PACU 4 and 6 | 2024-03-07 | Preop/PACU 6-10 | [23 empty] | 0 | [18 empty] | 0 |  | 0 | [24 empty] | 0
4572457 | U MI CIT | LEVEL 6 | IDF 6-304C | 6-445 | PREOP/ PACU | 5 |  | 3 |  |  | WIRED SPARE |  |  |  | WIRED SPARE |  |  |  | WIRED SPARE | [15 empty] | Pre-OP PACU 4 and 6 | 2024-03-07 | Preop/PACU 6-10 | [23 empty] | 0 | [18 empty] | 0 |  | 0 | [24 empty] | 0
10876655 | U MI CIT | LEVEL 6 | IDF 6-304C | 6-445 | PREOP/ PACU | 6 |  | TV-NC |  |  | TELEVISION |  |  |  | WIRED SPARE |  |  |  | NURSE CALL JACK | [15 empty] | Pre-OP PACU 4 and 6 | 2024-03-07 | Preop/PACU 6-10 |  |  | Y | Y | [19 empty] | 0 | [18 empty] | 0 |  | 0 | [24 empty] | 0
8853079 | U MI CIT | LEVEL 6 | IDF 6-304C | 6-445 | PREOP/ PACU | 1 |  | AV |  |  | MEDICAL DIGITAL SIGN MONITORING |  |  |  | MEDICAL DIGITAL SIGN CORE PC | [19 empty] | Pre-OP PACU 4 and 6 | 2024-03-07 | Preop/PACU 6-10 |  |  | Y | Y | [8 empty] | PERI-OP | MD | [9 empty] | 0 | [18 empty] | 0 |  | 0 | [24 empty] | 0
4574353 | U MI CIT | LEVEL 6 | IDF 6-304C | 6-447 | PREOP/ PACU | 1 |  | 3C |  |  | WIRED SPARE |  |  |  | WIRED SPARE |  |  |  | WIRED SPARE | [7 empty] | CAPSULE P-P | [7 empty] | Pre-OP PACU 4 and 6 | 2024-03-07 | Preop/PACU 6-09 | [23 empty] | 0 | [18 empty] | 0 |  | 0 | [24 empty] | 0
4574361 | U MI CIT | LEVEL 6 | IDF 6-304C | 6-447 | PREOP/ PACU | 2 |  | PM |  |  | PHYSIO MONITOR |  |  |  | PHYSIO MONITOR |  |  |  | SPARE | [7 empty] | CAPSULE P-P | [7 empty] | Pre-OP PACU 4 and 6 | 2024-03-07 | Preop/PACU 6-09 | [23 empty] | 0 | [18 empty] | 0 |  | 0 | [24 empty] | 0
4574385 | U MI CIT | LEVEL 6 | IDF 6-304C | 6-447 | PREOP/ PACU | 3 |  | 3 |  |  | WORKSTATION |  |  |  | WIRED SPARE |  |  |  | SPARE | [15 empty] | Pre-OP PACU 4 and 6 | 2024-03-07 | Preop/PACU 6-09 | [17 empty] | 1 | short arm, monitor, micro PC, keyboard mouse, badge reader, wireless barcode scanner |  |  |  |  | 0 |  |  |  | 1 |  | 1 | [7 empty] | 1 |  |  |  | 1 | 0 |  | 0 |  | 1 | 1 | [13 empty] | 1 |  | 1 | [5 empty] | 0
4574369 | U MI CIT | LEVEL 6 | IDF 6-304C | 6-447 | PREOP/ PACU | 5 |  | 3 |  |  | WIRED SPARE |  |  |  | WIRED SPARE |  |  |  | WIRED SPARE | [15 empty] | Pre-OP PACU 4 and 6 | 2024-03-07 | Preop/PACU 6-09 | [23 empty] | 0 | [18 empty] | 0 |  | 0 | [24 empty] | 0
10876628 | U MI CIT | LEVEL 6 | IDF 6-304C | 6-447 | PREOP/ PACU | 6 |  | TV-NC |  |  | TELEVISION |  |  |  | WIRED SPARE |  |  |  | NURSE CALL JACK | [15 empty] | Pre-OP PACU 4 and 6 | 2024-03-07 | Preop/PACU 6-09 |  |  | Y | Y | [19 empty] | 0 | [18 empty] | 0 |  | 0 | [24 empty] | 0
8853065 | U MI CIT | LEVEL 6 | IDF 6-304C | 6-447 | PREOP/ PACU | 4 |  | AV |  |  | MEDICAL DIGITAL SIGN MONITORING |  |  |  | MEDICAL DIGITAL SIGN CORE PC | [19 empty] | Pre-OP PACU 4 and 6 | 2024-03-07 | Preop/PACU 6-09 |  |  | Y | Y | [8 empty] | PERI-OP | MD | [9 empty] | 0 | [18 empty] | 0 |  | 0 | [24 empty] | 0
4572469 | U MI CIT | LEVEL 6 | IDF 6-304C | 6-449 | PREOP/ PACU | 2 |  | 3 |  |  | WORKSTATION |  |  |  | WIRED SPARE |  |  |  | SPARE | [15 empty] | Pre-OP PACU 4 and 6 | 2024-03-07 | Preop/PACU 6-08 | [17 empty] | 1 | short arm, monitor, micro PC, keyboard mouse, badge reader, wireless barcode scanner |  |  |  |  | 0 |  |  |  | 1 |  | 1 | [7 empty] | 1 |  |  |  | 1 | 0 |  | 0 |  | 1 | 1 | [13 empty] | 1 |  | 1 | [5 empty] | 0
4572477 | U MI CIT | LEVEL 6 | IDF 6-304C | 6-449 | PREOP/ PACU | 3 |  | PM |  |  | PHYSIO MONITOR |  |  |  | PHYSIO MONITOR |  |  |  | SPARE | [7 empty] | CAPSULE P-P | [7 empty] | Pre-OP PACU 4 and 6 | 2024-03-07 | Preop/PACU 6-08 | [23 empty] | 0 | [18 empty] | 0 |  | 0 | [24 empty] | 0
4572485 | U MI CIT | LEVEL 6 | IDF 6-304C | 6-449 | PREOP/ PACU | 4 |  | 3C |  |  | WIRED SPARE |  |  |  | WIRED SPARE |  |  |  | WIRED SPARE | [7 empty] | CAPSULE P-P | [7 empty] | Pre-OP PACU 4 and 6 | 2024-03-07 | Preop/PACU 6-08 | [23 empty] | 0 | [18 empty] | 0 |  | 0 | [24 empty] | 0
4572493 | U MI CIT | LEVEL 6 | IDF 6-304C | 6-449 | PREOP/ PACU | 5 |  | 3 |  |  | WIRED SPARE |  |  |  | WIRED SPARE |  |  |  | WIRED SPARE | [15 empty] | Pre-OP PACU 4 and 6 | 2024-03-07 | Preop/PACU 6-08 | [23 empty] | 0 | [18 empty] | 0 |  | 0 | [24 empty] | 0
10876601 | U MI CIT | LEVEL 6 | IDF 6-304C | 6-449 | PREOP/ PACU | 6 |  | TV-NC |  |  | TELEVISION |  |  |  | WIRED SPARE |  |  |  | NURSE CALL JACK | [15 empty] | Pre-OP PACU 4 and 6 | 2024-03-07 | Preop/PACU 6-08 |  |  | Y | Y | [19 empty] | 0 | [18 empty] | 0 |  | 0 | [24 empty] | 0
8853049 | U MI CIT | LEVEL 6 | IDF 6-304C | 6-449 | PREOP/ PACU | 1 |  | AV |  |  | MEDICAL DIGITAL SIGN MONITORING |  |  |  | MEDICAL DIGITAL SIGN CORE PC | [19 empty] | Pre-OP PACU 4 and 6 | 2024-03-07 | Preop/PACU 6-08 |  |  | Y | Y | [8 empty] | PERI-OP | MD | [9 empty] | 0 | [18 empty] | 0 |  | 0 | [24 empty] | 0
4574408 | U MI CIT | LEVEL 6 | IDF 6-304C | 6-451 | PREOP/ PACU | 1 |  | 3C |  |  | WIRED SPARE |  |  |  | WIRED SPARE |  |  |  | WIRED SPARE | [7 empty] | CAPSULE P-P | [7 empty] | Pre-OP PACU 4 and 6 | 2024-03-07 | Preop/PACU 6-07 | [23 empty] | 0 | [18 empty] | 0 |  | 0 | [24 empty] | 0
4574416 | U MI CIT | LEVEL 6 | IDF 6-304C | 6-451 | PREOP/ PACU | 2 |  | PM |  |  | PHYSIO MONITOR |  |  |  | PHYSIO MONITOR |  |  |  | SPARE | [7 empty] | CAPSULE P-P | [7 empty] | Pre-OP PACU 4 and 6 | 2024-03-07 | Preop/PACU 6-07 | [23 empty] | 0 | [18 empty] | 0 |  | 0 | [24 empty] | 0
8584673 | U MI CIT | LEVEL 6 | IDF 6-304C | 6-451 | PREOP/ PACU | 3 |  | 3 |  |  | WORKSTATION |  |  |  | WIRED SPARE |  |  |  | SPARE | [15 empty] | Pre-OP PACU 4 and 6 | 2024-03-07 | Preop/PACU 6-07 | [17 empty] | 1 | short arm, monitor, micro PC, keyboard mouse, badge reader, wireless barcode scanner |  |  |  |  | 0 |  |  |  | 1 |  | 1 | [7 empty] | 1 |  |  |  | 1 | 0 |  | 0 |  | 1 | 1 | [13 empty] | 1 |  | 1 | [5 empty] | 0
4574424 | U MI CIT | LEVEL 6 | IDF 6-304C | 6-451 | PREOP/ PACU | 5 |  | 3 |  |  | WIRED SPARE |  |  |  | WIRED SPARE |  |  |  | WIRED SPARE | [15 empty] | Pre-OP PACU 4 and 6 | 2024-03-07 | Preop/PACU 6-07 | [23 empty] | 0 | [18 empty] | 0 |  | 0 | [24 empty] | 0
10876574 | U MI CIT | LEVEL 6 | IDF 6-304C | 6-451 | PREOP/ PACU | 8 |  | TV-NC |  |  | TELEVISION |  |  |  | WIRED SPARE |  |  |  | NURSE CALL JACK | [15 empty] | Pre-OP PACU 4 and 6 | 2024-03-07 | Preop/PACU 6-07 |  |  | Y | Y | [19 empty] | 0 | [18 empty] | 0 |  | 0 | [24 empty] | 0
10652717 | U MI CIT | LEVEL 6 | IDF 6-304C | 6-451 | PREOP/ PACU | 4 |  | AV |  |  | MEDICAL DIGITAL SIGN MONITORING |  |  |  | MEDICAL DIGITAL SIGN CORE PC | [19 empty] | Pre-OP PACU 4 and 6 | 2024-03-07 | Preop/PACU 6-07 |  |  | Y | Y | [8 empty] | PERI-OP | MD | [9 empty] | 0 | [18 empty] | 0 |  | 0 | [24 empty] | 0
4572505 | U MI CIT | LEVEL 6 | IDF 6-304C | 6-453 | PREOP/ PACU | 2 |  | 3 |  |  | WORKSTATION |  |  |  | WIRED SPARE |  |  |  | SPARE | [15 empty] | Pre-OP PACU 4 and 6 | 2024-03-07 | Preop/PACU 6-06 | [17 empty] | 1 | short arm, monitor, micro PC, keyboard mouse, badge reader, wireless barcode scanner |  |  |  |  | 0 |  |  |  | 1 |  | 1 | [7 empty] | 1 |  |  |  | 1 | 0 |  | 0 |  | 1 | 1 | [13 empty] | 1 |  | 1 | [5 empty] | 0
4572513 | U MI CIT | LEVEL 6 | IDF 6-304C | 6-453 | PREOP/ PACU | 3 |  | PM |  |  | PHYSIO MONITOR |  |  |  | PHYSIO MONITOR |  |  |  | SPARE | [7 empty] | CAPSULE P-P | [7 empty] | Pre-OP PACU 4 and 6 | 2024-03-07 | Preop/PACU 6-06 | [23 empty] | 0 | [18 empty] | 0 |  | 0 | [24 empty] | 0
4572521 | U MI CIT | LEVEL 6 | IDF 6-304C | 6-453 | PREOP/ PACU | 4 |  | 3C |  |  | WIRED SPARE |  |  |  | WIRED SPARE |  |  |  | WIRED SPARE | [7 empty] | CAPSULE P-P | [7 empty] | Pre-OP PACU 4 and 6 | 2024-03-07 | Preop/PACU 6-06 | [23 empty] | 0 | [18 empty] | 0 |  | 0 | [24 empty] | 0
4572529 | U MI CIT | LEVEL 6 | IDF 6-304C | 6-453 | PREOP/ PACU | 5 |  | 3 |  |  | WIRED SPARE |  |  |  | WIRED SPARE |  |  |  | WIRED SPARE | [15 empty] | Pre-OP PACU 4 and 6 | 2024-03-07 | Preop/PACU 6-06 | [23 empty] | 0 | [18 empty] | 0 |  | 0 | [24 empty] | 0
10876547 | U MI CIT | LEVEL 6 | IDF 6-304C | 6-453 | PREOP/ PACU | 6 |  | TV-NC |  |  | TELEVISION |  |  |  | WIRED SPARE |  |  |  | NURSE CALL JACK | [15 empty] | Pre-OP PACU 4 and 6 | 2024-03-07 | Preop/PACU 6-06 |  |  | Y | Y | [19 empty] | 0 | [18 empty] | 0 |  | 0 | [24 empty] | 0
8853001 | U MI CIT | LEVEL 6 | IDF 6-304C | 6-453 | PREOP/ PACU | 1 |  | AV |  |  | MEDICAL DIGITAL SIGN MONITORING |  |  |  | MEDICAL DIGITAL SIGN CORE PC | [19 empty] | Pre-OP PACU 4 and 6 | 2024-03-07 | Preop/PACU 6-06 |  |  | Y | Y | [8 empty] | PERI-OP | MD | [9 empty] | 0 | [18 empty] | 0 |  | 0 | [24 empty] | 0
4574463 | U MI CIT | LEVEL 6 | IDF 6-304C | 6-455 | PREOP/ PACU | 1 |  | 3C |  |  | WIRED SPARE |  |  |  | WIRED SPARE |  |  |  | WIRED SPARE | [7 empty] | CAPSULE P-P | [7 empty] | Pre-OP PACU 4 and 6 | 2024-03-07 | Preop/PACU 6-05 | [23 empty] | 0 | [18 empty] | 0 |  | 0 | [24 empty] | 0
4574471 | U MI CIT | LEVEL 6 | IDF 6-304C | 6-455 | PREOP/ PACU | 2 |  | PM |  |  | PHYSIO MONITOR |  |  |  | PHYSIO MONITOR |  |  |  | SPARE | [7 empty] | CAPSULE P-P | [7 empty] | Pre-OP PACU 4 and 6 | 2024-03-07 | Preop/PACU 6-05 | [23 empty] | 0 | [18 empty] | 0 |  | 0 | [24 empty] | 0
8583844 | U MI CIT | LEVEL 6 | IDF 6-304C | 6-455 | PREOP/ PACU | 3 |  | 3 |  |  | WORKSTATION |  |  |  | WIRED SPARE |  |  |  | SPARE | [15 empty] | Pre-OP PACU 4 and 6 | 2024-03-07 | Preop/PACU 6-05 | [17 empty] | 1 | short arm, monitor, micro PC, keyboard mouse, badge reader, wireless barcode scanner |  |  |  |  | 0 |  |  |  | 1 |  | 1 | [7 empty] | 1 |  |  |  | 1 | 0 |  | 0 |  | 1 | 1 | [13 empty] | 1 |  | 1 | [5 empty] | 0
4574479 | U MI CIT | LEVEL 6 | IDF 6-304C | 6-455 | PREOP/ PACU | 5 |  | 3 |  |  | WIRED SPARE |  |  |  | WIRED SPARE |  |  |  | WIRED SPARE | [15 empty] | Pre-OP PACU 4 and 6 | 2024-03-07 | Preop/PACU 6-05 | [23 empty] | 0 | [18 empty] | 0 |  | 0 | [24 empty] | 0
10876520 | U MI CIT | LEVEL 6 | IDF 6-304C | 6-455 | PREOP/ PACU | 6 |  | TV-NC |  |  | TELEVISION |  |  |  | WIRED SPARE |  |  |  | NURSE CALL JACK | [15 empty] | Pre-OP PACU 4 and 6 | 2024-03-07 | Preop/PACU 6-05 |  |  | Y | Y | [19 empty] | 0 | [18 empty] | 0 |  | 0 | [24 empty] | 0
8852415 | U MI CIT | LEVEL 6 | IDF 6-304C | 6-455 | PREOP/ PACU | 4 |  | AV |  |  | MEDICAL DIGITAL SIGN MONITORING |  |  |  | MEDICAL DIGITAL SIGN CORE PC | [19 empty] | Pre-OP PACU 4 and 6 | 2024-03-07 | Preop/PACU 6-05 |  |  | Y | Y | [8 empty] | PERI-OP | MD | [9 empty] | 0 | [18 empty] | 0 |  | 0 | [24 empty] | 0
4574550 | U MI CIT | LEVEL 6 | IDF 6-304C | 6-457 | PREOP/ PACU | 2 |  | 3 |  |  | WORKSTATION |  |  |  | WIRED SPARE |  |  |  | SPARE | [15 empty] | Pre-OP PACU 4 and 6 | 2024-03-07 | Preop/PACU 6-04 | [17 empty] | 1 | short arm, monitor, micro PC, keyboard mouse, badge reader, wireless barcode scanner |  |  |  |  | 0 |  |  |  | 1 |  | 1 | [7 empty] | 1 |  |  |  | 1 | 0 |  | 0 |  | 1 | 1 | [13 empty] | 1 |  | 1 | [5 empty] | 0
4574526 | U MI CIT | LEVEL 6 | IDF 6-304C | 6-457 | PREOP/ PACU | 3 |  | PM |  |  | PHYSIO MONITOR |  |  |  | PHYSIO MONITOR |  |  |  | SPARE | [7 empty] | CAPSULE P-P | [7 empty] | Pre-OP PACU 4 and 6 | 2024-03-07 | Preop/PACU 6-04 | [23 empty] | 0 | [18 empty] | 0 |  | 0 | [24 empty] | 0
4574518 | U MI CIT | LEVEL 6 | IDF 6-304C | 6-457 | PREOP/ PACU | 4 |  | 3C |  |  | WIRED SPARE |  |  |  | WIRED SPARE |  |  |  | WIRED SPARE | [7 empty] | CAPSULE P-P | [7 empty] | Pre-OP PACU 4 and 6 | 2024-03-07 | Preop/PACU 6-04 | [23 empty] | 0 | [18 empty] | 0 |  | 0 | [24 empty] | 0
4574534 | U MI CIT | LEVEL 6 | IDF 6-304C | 6-457 | PREOP/ PACU | 5 |  | 3 |  |  | WIRED SPARE |  |  |  | WIRED SPARE |  |  |  | WIRED SPARE | [15 empty] | Pre-OP PACU 4 and 6 | 2024-03-07 | Preop/PACU 6-04 | [23 empty] | 0 | [18 empty] | 0 |  | 0 | [24 empty] | 0
10876491 | U MI CIT | LEVEL 6 | IDF 6-304C | 6-457 | PREOP/ PACU | 6 |  | TV-NC |  |  | TELEVISION |  |  |  | WIRED SPARE |  |  |  | NURSE CALL JACK | [15 empty] | Pre-OP PACU 4 and 6 | 2024-03-07 | Preop/PACU 6-04 |  |  | Y | Y | [19 empty] | 0 | [18 empty] | 0 |  | 0 | [24 empty] | 0
8443147 | U MI CIT | LEVEL 6 | IDF 6-304C | 6-457 | PREOP/ PACU | 1 |  | AV |  |  | MEDICAL DIGITAL SIGN MONITORING |  |  |  | MEDICAL DIGITAL SIGN CORE PC | [19 empty] | Pre-OP PACU 4 and 6 | 2024-03-07 | Preop/PACU 6-04 |  |  | Y | Y | [8 empty] | PERI-OP | MD | [9 empty] | 0 | [18 empty] | 0 |  | 0 | [24 empty] | 0
4574573 | U MI CIT | LEVEL 6 | IDF 6-304C | 6-459 | PREOP/ PACU | 1 |  | 3C |  |  | WIRED SPARE |  |  |  | WIRED SPARE |  |  |  | WIRED SPARE | [7 empty] | CAPSULE P-P | [7 empty] | Pre-OP PACU 4 and 6 | 2024-03-07 | Preop/PACU 6-03 | [23 empty] | 0 | [18 empty] | 0 |  | 0 | [24 empty] | 0
4574581 | U MI CIT | LEVEL 6 | IDF 6-304C | 6-459 | PREOP/ PACU | 2 |  | PM |  |  | PHYSIO MONITOR |  |  |  | PHYSIO MONITOR |  |  |  | SPARE | [7 empty] | CAPSULE P-P | [7 empty] | Pre-OP PACU 4 and 6 | 2024-03-07 | Preop/PACU 6-03 | [23 empty] | 0 | [18 empty] | 0 |  | 0 | [24 empty] | 0
4574605 | U MI CIT | LEVEL 6 | IDF 6-304C | 6-459 | PREOP/ PACU | 3 |  | 3 |  |  | WORKSTATION |  |  |  | WIRED SPARE |  |  |  | SPARE | [15 empty] | Pre-OP PACU 4 and 6 | 2024-03-07 | Preop/PACU 6-03 | [17 empty] | 1 | short arm, monitor, micro PC, keyboard mouse, badge reader, wireless barcode scanner |  |  |  |  | 0 |  |  |  | 1 |  | 1 | [7 empty] | 1 |  |  |  | 1 | 0 |  | 0 |  | 1 | 1 | [13 empty] | 1 |  | 1 | [5 empty] | 0
4574589 | U MI CIT | LEVEL 6 | IDF 6-304C | 6-459 | PREOP/ PACU | 5 |  | 3 |  |  | WIRED SPARE |  |  |  | WIRED SPARE |  |  |  | WIRED SPARE | [15 empty] | Pre-OP PACU 4 and 6 | 2024-03-07 | Preop/PACU 6-03 | [23 empty] | 0 | [18 empty] | 0 |  | 0 | [24 empty] | 0
10876436 | U MI CIT | LEVEL 6 | IDF 6-304C | 6-459 | PREOP/ PACU | 6 |  | TV-NC |  |  | TELEVISION |  |  |  | WIRED SPARE | [15 empty] | NURSE CALL JACK |  |  |  | Pre-OP PACU 4 and 6 | 2024-03-07 | Preop/PACU 6-03 |  |  | Y | Y | [19 empty] | 0 | [18 empty] | 0 |  | 0 | [24 empty] | 0
10652789 | U MI CIT | LEVEL 6 | IDF 6-304C | 6-459 | PREOP/ PACU | 4 |  | AV |  |  | MEDICAL DIGITAL SIGN MONITORING |  |  |  | MEDICAL DIGITAL SIGN CORE PC | [19 empty] | Pre-OP PACU 4 and 6 | 2024-03-07 | Preop/PACU 6-03 |  |  | Y | Y | [8 empty] | PERI-OP | MD | [9 empty] | 0 | [18 empty] | 0 |  | 0 | [24 empty] | 0
4386169 | U MI CIT | LEVEL 3 | IDF 3-122C | 3-123 | ULTRASOUND ROOM (ECHO RM NOW) | 1 |  | 3 |  |  | WORKSTATION |  |  |  | WIRED SPARE |  |  |  | SPARE | [15 empty] | RADIOLOGY-NIR-MR-OR | 2024-03-11 | [20 empty] | WSRD1439 |  |  |  | 0 |  |  |  | 1 |  | 1 | [7 empty] | 1 |  |  |  | 1 | 0 |  | 0 |  |  | 1 | [21 empty] | 0
4518679 | U MI CIT | LEVEL 3 | IDF 3-122C | 3-127 | ULTRASOUND ROOM | 1 |  | 3 |  |  | WORKSTATION |  |  |  | WIRED SPARE |  |  |  | SPARE | [15 empty] | RADIOLOGY NIR-MR-OR | 2024-03-11 | [20 empty] | WSRD1440 |  |  |  | 0 |  |  |  | 1 |  | 1 | [7 empty] | 1 |  |  |  | 1 | 0 |  | 0 | [24 empty] | 0
4518881 | U MI CIT | LEVEL 3 | IDF 3-122C | 3-129 | GENERAL RAD | 2 |  | 3 |  |  | MEDICAL EQUIPMENT-MOBILE |  |  |  | MEDICAL EQUIPMENT-MOBILE |  |  |  | SPARE | [15 empty] | RADIOLOGY-NIR-MR-OR | 2024-03-11 | [24 empty] | 0 |  |  |  | 1 |  | 1 | [8 empty] | 1 |  |  | 1 | 0 |  | 0 |  |  | 1 | [15 empty] | 1 | [5 empty] | 0
4518923 | U MI CIT | LEVEL 3 | IDF 3-122C | 3-129 | GENERAL RAD | 3 |  | 3 |  |  | WIRED SPARE |  |  |  | WIRED SPARE |  |  |  | WIRED SPARE | [15 empty] | RADIOLOGY-NIR-MR-OR | 2024-03-11 | [24 empty] | 0 | [18 empty] | 0 |  | 0 | [24 empty] | 0
4518825 | U MI CIT | LEVEL 3 | IDF 3-122C | 3-129 | GENERAL RAD | 1 |  | 3 |  |  | PHONE/WORKSTATION |  |  |  | WIRED SPARE |  |  |  | SPARE | [15 empty] | RADIOLOGY-NIR-MR-OR | 2024-03-11 | [5 empty] | Y | [18 empty] | 0 | [18 empty] | 0 |  | 0 | [24 empty] | 0 |  |  |  | 8811 | [7 empty] | New DID, CSS 40, no VM
11017967 | U MI CIT | LEVEL 3 | IDF 3-122C | 3-131 | STAFF WORKROOM | 4 |  | 1 |  |  | WIRED SPARE | [23 empty] | RADIOLOGY-NIR-MR-OR | 2024-03-11 | [24 empty] | 0 | [18 empty] | 0 |  | 0 | [24 empty] | 0
4519169 | U MI CIT | LEVEL 3 | IDF 3-122C | 3-131 | STAFF WORKROOM | 1 |  | 3 |  |  | PHONE/WORKSTATION |  |  |  | WIRED SPARE |  |  |  | SPARE | [15 empty] | RADIOLOGY-NIR-MR-OR | 2024-03-11 | [5 empty] | Y | [14 empty] | LTPV0007 |  |  |  | 0 |  |  | 1 | [7 empty] | 1 | 1 |  | 1 |  |  |  | 1 | 0 |  | 0 | [18 empty] | 3 | 1 |  |  |  |  | 0 |  |  |  | 8811 | [7 empty] | New DID, CSS 40, no VM
4519189 | U MI CIT | LEVEL 3 | IDF 3-122C | 3-131 | STAFF WORKROOM | 2 |  | 3 |  |  | WORKSTATION |  |  |  | WIRED SPARE |  |  |  | SPARE | [15 empty] | RADIOLOGY-NIR-MR-OR | 2024-03-11 | [20 empty] | LTPV0008 |  |  |  | 0 |  |  | 1 | [7 empty] | 1 | 1 |  | 1 |  |  |  | 1 | 0 |  | 0 | [24 empty] | 0
4519233 | U MI CIT | LEVEL 3 | IDF 3-122C | 3-131 | STAFF WORKROOM | 3 |  | 3 |  |  | WORKSTATION |  |  |  | WIRED SPARE |  |  |  | SPARE | [15 empty] | RADIOLOGY-NIR-MR-OR | 2024-03-11 | [20 empty] | WSPV0143 |  |  |  | 0 |  |  | 1 |  |  |  |  | 1 | [5 empty] | 1 |  |  |  | 1 | 0 |  | 0 | [24 empty] | 0
4519209 | U MI CIT | LEVEL 3 | IDF 3-122C | 3-131 | STAFF WORKROOM | 5 |  | 3 |  |  | WORKSTATION |  |  |  | WIRED SPARE |  |  |  | SPARE | [15 empty] | RADIOLOGY-NIR-MR-OR | 2024-03-11 | [20 empty] | WSPV0144 |  |  |  | 0 |  |  | 1 |  |  |  |  | 1 | [5 empty] | 1 |  |  |  |  | 0 |  | 0 | [24 empty] | 0
8561733 | U MI CIT | LEVEL 3 | IDF 3-122C | 3-131 | STAFF WORKROOM | 6 |  | 3 |  |  | PHONE/WORKSTATION |  |  |  | PRINTER |  |  |  | SPARE | [15 empty] | RADIOLOGY-NIR-MR-OR | 2024-03-11 | [5 empty] | Y | [14 empty] | WSPV0145 |  | PRT-PAV0303 |  | 0 |  |  | 1 |  |  |  |  | 1 | [5 empty] | 2 |  |  |  | 1 | 0 |  | 0 | [12 empty] | 1 | [11 empty] | 0 |  |  |  | 8811 | [7 empty] | New DID, CSS 40, no VM
10646415 | U MI CIT | LEVEL 3 | IDF 3-122C | 3-136 | TECH WORK | 1 |  | 3 |  |  | PRINTER |  |  |  | WIRED SPARE |  |  |  | SPARE | [15 empty] | RADIOLOGY NIR-MR-OR | 2024-03-11 | [22 empty] | PRT-PAV0334 |  | 0 | [18 empty] | 0 |  | 0 | [24 empty] | 0
4385038 | U MI CIT | LEVEL 3 | IDF 3-122C | 3-136 | TECH WORK | 2 |  | 3 |  |  | PHONE/WORKSTATION |  |  |  | WIRED SPARE |  |  |  | SPARE | [15 empty] | RADIOLOGY NIR-MR-OR | 2024-03-11 | [5 empty] | Y | [14 empty] | WSPV0148 |  | PRT-PAV0316 |  | 0 |  |  |  | 1 |  | 1 | [8 empty] | 1 |  |  | 1 | 0 |  | 0 | [11 empty] | 1 | [12 empty] | 0 |  |  |  | 8811 | [7 empty] | New DID, CSS 40, no VM
4385000 | U MI CIT | LEVEL 3 | IDF 3-122C | 3-136 | TECH WORK | 3 |  | 3 |  |  | WIRED SPARE |  |  |  | WIRED SPARE |  |  |  | WIRED SPARE | [15 empty] | RADIOLOGY NIR-MR-OR | 2024-03-11 | [24 empty] | 0 | [18 empty] | 0 |  | 0 | [24 empty] | 0
4384960 | U MI CIT | LEVEL 3 | IDF 3-122C | 3-136 | TECH WORK | 4 |  | 3 |  |  | WORKSTATION |  |  |  | WIRED SPARE |  |  |  | SPARE | [15 empty] | RADIOLOGY NIR-MR-OR | 2024-03-11 | [20 empty] | WSPV0149 |  |  |  | 0 |  |  |  | 1 |  | 1 | [8 empty] | 1 |  |  | 1 | 0 |  | 0 | [24 empty] | 0
4384906 | U MI CIT | LEVEL 3 | IDF 3-122C | 3-136 | TECH WORK | 5 |  | 3 |  |  | WORKSTATION |  |  |  | WIRED SPARE |  |  |  | SPARE | [15 empty] | RADIOLOGY NIR-MR-OR | 2024-03-11 | [20 empty] | WSPV0150 |  |  |  | 0 |  |  |  | 1 |  | 1 | [8 empty] | 1 |  |  | 1 | 0 |  | 0 | [24 empty] | 0
4384856 | U MI CIT | LEVEL 3 | IDF 3-122C | 3-136 | TECH WORK | 6 |  | 3 |  |  | WIRED SPARE |  |  |  | WIRED SPARE |  |  |  | WIRED SPARE | [15 empty] | RADIOLOGY NIR-MR-OR | 2024-03-11 | [24 empty] | 0 | [18 empty] | 0 |  | 0 | [24 empty] | 0
4385228 | U MI CIT | LEVEL 3 | IDF 3-122C | 3-136 | TECH WORK | 7 |  | 3 |  |  | WORKSTATION |  |  |  | WIRED SPARE |  |  |  | SPARE | [15 empty] | RADIOLOGY NIR-MR-OR | 2024-03-11 | [20 empty] | WSPV0151 |  |  |  | 0 |  |  |  | 1 |  | 1 | [8 empty] | 1 |  |  | 1 | 0 |  | 0 | [24 empty] | 0
9904513 | U MI CIT | LEVEL 3 | IDF 3-122C | 3-136 | TECH WORK | 8 |  | 3 |  |  | WORKSTATION |  |  |  | WIRED SPARE |  |  |  | SPARE | [15 empty] | RADIOLOGY NIR-MR-OR | 2024-03-11 | [20 empty] | WSPV0152 |  |  |  | 0 |  |  |  | 1 |  | 1 | [8 empty] | 1 |  |  | 1 | 0 |  | 0 | [24 empty] | 0
4379979 | U MI CIT | LEVEL 3 | IDF 3-122C | 3-142 | FLUOROSCOPY | 1 |  | 3 |  |  | PHONE/WORKSTATION |  |  |  | WORKSTATION |  |  |  | SPARE | [15 empty] | RADIOLOGY-NIR-MR-OR | 2024-03-11 | [5 empty] | Y | [14 empty] | WSRD1436 | WSRD1437 |  |  | 0 |  |  |  | 2 |  | 2 | [7 empty] | 2 |  |  |  | 2 | 0 |  | 0 |  |  | 2 | [21 empty] | 0 |  |  |  | 8811 | [7 empty] | New DID, CSS 40, no VM (added 9/26/24) not reviewed and not on missed sheet
4379999 | U MI CIT | LEVEL 3 | IDF 3-122C | 3-142 | FLUOROSCOPY | 2 |  | 3 |  |  | MEDICAL EQUIPMENT-MOBILE |  |  |  | MEDICAL EQUIPMENT-MOBILE |  |  |  | SPARE | [15 empty] | RADIOLOGY-NIR-MR-OR | 2024-03-11 | [24 empty] | 0 | [18 empty] | 0 |  | 0 | [24 empty] | 0
4380644 | U MI CIT | LEVEL 3 | IDF 3-122C | 3-142 | FLUOROSCOPY | 3 |  | 3 |  |  | WIRED SPARE |  |  |  | WIRED SPARE |  |  |  | WIRED SPARE | [15 empty] | RADIOLOGY-NIR-MR-OR | 2024-03-11 | [24 empty] | 0 | [18 empty] | 0 |  | 0 | [24 empty] | 0
10708847 | U MI CIT | LEVEL 3 | IDF 3-122C | 3-142 | FLUOROSCOPY | 5 |  | AS |  |  | PHONE |  |  |  | WIRED SPARE |  |  |  | WORKSTATION |  |  |  | PHYSIO MONITOR |  |  |  | PHYSIO MONITOR |  |  |  | CAPSULE |  |  |  | RADIOLOGY-NIR-MR-OR | 2024-03-11 | [24 empty] | 0 | [18 empty] | 0 |  | 0 | [24 empty] | 0
4383473 | U MI CIT | LEVEL 3 | IDF 3-238C | 3-201 | IR ROOM , VASCULAR/NEURO DIAG | 2 |  | 3 |  |  | WIRED SPARE |  |  |  | WIRED SPARE |  |  |  | WIRED SPARE | [15 empty] | RADIOLOGY-NIR-MR-OR | 2024-03-11 | Neuro IR 23 | [23 empty] | 0 | [18 empty] | 0 |  | 0 | [18 empty] | 3 | [5 empty] | 0
4383738 | U MI CIT | LEVEL 3 | IDF 3-238C | 3-201 | IR ROOM , VASCULAR/NEURO DIAG | 3 |  | PM |  |  | PHYSIO MONITOR |  |  |  | PHYSIO MONITOR |  |  |  | SPARE |  |  |  | CAPSULE |  |  |  | CAPSULE P-P |  |  |  | CAPSULE P-P |  |  |  | RADIOLOGY-NIR-MR-OR | 2024-03-11 | Neuro IR 23 | [6 empty] | CANVAS | [16 empty] | 0 | [18 empty] | 0 |  | 0 | [24 empty] | 0
4383926 | U MI CIT | LEVEL 3 | IDF 3-238C | 3-201 | IR ROOM , VASCULAR/NEURO DIAG | 4 |  | 3 |  |  | Pyxis MedStation (NPE01) |  |  |  | WIRED SPARE |  |  |  | SPARE | [15 empty] | RADIOLOGY-NIR-MR-OR | 2024-03-11 | Neuro IR 23 | [23 empty] | 0 | [18 empty] | 0 |  | 0 | [24 empty] | 0
4381289 | U MI CIT | LEVEL 3 | IDF 3-238C | 3-201 | IR ROOM , VASCULAR/NEURO DIAG | 5 |  | 3 |  |  | Pyxis Anesthesia (NPA01) |  |  |  | Pyxis Anesthesia Codonics (NPA01P) |  |  |  | WIRED SPARE | [15 empty] | RADIOLOGY-NIR-MR-OR | 2024-03-11 | Neuro IR 23 | [23 empty] | 0 | [18 empty] | 0 |  | 0 | [24 empty] | 0
4381442 | U MI CIT | LEVEL 3 | IDF 3-238C | 3-201 | IR ROOM , VASCULAR/NEURO DIAG | 6 |  | 3 |  |  | WIRED SPARE |  |  |  | WIRED SPARE |  |  |  | WIRED SPARE | [15 empty] | RADIOLOGY-NIR-MR-OR | 2024-03-11 | Neuro IR 23 | [23 empty] | 0 | [18 empty] | 0 |  | 0 | [24 empty] | 0
4381462 | U MI CIT | LEVEL 3 | IDF 3-238C | 3-201 | IR ROOM , VASCULAR/NEURO DIAG | 8 |  | 3 |  |  | WIRED SPARE |  |  |  | WIRED SPARE |  |  |  | WIRED SPARE | [15 empty] | RADIOLOGY-NIR-MR-OR | 2024-03-11 | Neuro IR 23 | [23 empty] | 0 | [18 empty] | 0 |  | 0 | [24 empty] | 0
4381482 | U MI CIT | LEVEL 3 | IDF 3-238C | 3-201 | IR ROOM , VASCULAR/NEURO DIAG | 10 |  | 3 |  |  | WIRED SPARE |  |  |  | WIRED SPARE |  |  |  | WIRED SPARE | [15 empty] | RADIOLOGY-NIR-MR-OR | 2024-03-11 | Neuro IR 23 | [23 empty] | 0 | [18 empty] | 0 |  | 0 | [24 empty] | 0
4381573 | U MI CIT | LEVEL 3 | IDF 3-238C | 3-201 | IR ROOM , VASCULAR/NEURO DIAG | 11 |  | 3 |  |  | WIRED SPARE |  |  |  | WIRED SPARE |  |  |  | WIRED SPARE | [15 empty] | RADIOLOGY-NIR-MR-OR | 2024-03-11 | Neuro IR 23 | [23 empty] | 0 | [18 empty] | 0 |  | 0 | [24 empty] | 0
4384279 | U MI CIT | LEVEL 3 | IDF 3-238C | 3-201 | IR ROOM , VASCULAR/NEURO DIAG | 18 |  | PM |  |  | PHYSIO MONITOR |  |  |  | PHYSIO MONITOR |  |  |  | SPARE |  |  |  | CAPSULE |  |  |  | CAPSULE P-P |  |  |  | CAPSULE P-P |  |  |  | RADIOLOGY-NIR-MR-OR | 2024-03-11 | Neuro IR 23 | [6 empty] | CANVAS | [16 empty] | 0 | [18 empty] | 0 |  | 0 | [24 empty] | 0
10521710 | U MI CIT | LEVEL 3 | IDF 3-238C | 3-201 | IR ROOM , VASCULAR/NEURO DIAG | 19 |  | 1 |  |  | RAYSAFE DISPLAY | [23 empty] | RADIOLOGY-NIR-MR-OR | 2024-03-11 | Neuro IR 23 | [23 empty] | 0 | [18 empty] | 0 |  | 0 | [24 empty] | 0
5181247 | U MI CIT | LEVEL 3 | IDF 3-238C | 3-201 | IR ROOM , VASCULAR/NEURO DIAG | 1 |  | AV |  |  | MEDICAL DIGITAL SIGN MONITORING |  |  |  | MEDICAL DIGITAL SIGN CORE PC | [19 empty] | RADIOLOGY-NIR-MR-OR | 2024-03-11 | Neuro IR 23 |  |  | Y | [9 empty] | PERI-OP | MD | timeout board | [8 empty] | 0 | [18 empty] | 0 |  | 0 | [24 empty] | 0
4384176 | U MI CIT | LEVEL 3 | IDF 3-238C | 3-201A | IR CONTROL/ BOARD RUNNER | 1 |  | 3 |  |  | WORKSTATION |  |  |  | WIRED SPARE |  |  |  | SPARE | [15 empty] | RADIOLOGY-NIR-MR-OR | 2024-03-11 | [20 empty] | WSRD1485 |  |  |  | 0 |  |  |  | 1 |  | 1 | [7 empty] | 1 |  |  |  | 1 | 0 |  | 0 |  | 1 | 1 | [21 empty] | 0
4384311 | U MI CIT | LEVEL 3 | IDF 3-238C | 3-201A | IR CONTROL/ BOARD RUNNER | 2 |  | PM |  |  | PHYSIO MONITOR |  |  |  | PHYSIO MONITOR |  |  |  | SPARE |  |  |  | CAPSULE |  |  |  | CAPSULE P-P |  |  |  | CAPSULE P-P |  |  |  | RADIOLOGY-NIR-MR-OR | 2024-03-11 | [24 empty] | 0 | [18 empty] | 0 |  | 0 | [24 empty] | 0
4382862 | U MI CIT | LEVEL 3 | IDF 3-238C | 3-201A | IR CONTROL/ BOARD RUNNER | 3 |  | 3 |  |  | WORKSTATION |  |  |  | WIRED SPARE |  |  |  | SPARE | [15 empty] | RADIOLOGY-NIR-MR-OR | 2024-03-11 | [20 empty] | WSRD1486 |  |  |  | 0 |  |  |  | 1 |  | 1 | [7 empty] | 1 |  |  |  | 1 | 0 |  | 0 |  |  | 1 | [21 empty] | 0
4382842 | U MI CIT | LEVEL 3 | IDF 3-238C | 3-201A | IR CONTROL/ BOARD RUNNER | 4 |  | 3 |  |  | PHONE/WORKSTATION |  |  |  | PRINTER |  |  |  | LABEL PRINTER | [15 empty] | RADIOLOGY-NIR-MR-OR | 2024-03-11 | [5 empty] | Y | [14 empty] | WSRD1487 |  | PRT-PAV0308 | PRT-PAV0327 | 0 |  |  |  | 1 |  | 1 | [7 empty] | 1 |  |  |  | 1 | 0 |  | 0 |  |  | 1 | [6 empty] | 1 | [11 empty] | 1 |  |  | 0 |  |  |  | 8811 | [7 empty] | New DID, CSS 40, no VM, PRINTER (ADD), LABEL PRINTER (ADD)
4382822 | U MI CIT | LEVEL 3 | IDF 3-238C | 3-201A | IR CONTROL/ BOARD RUNNER | 8 |  | 3 |  |  | WORKSTATION |  |  |  | WIRED SPARE |  |  |  | SPARE | [15 empty] | RADIOLOGY-NIR-MR-OR | 2024-03-11 | [20 empty] | WSRD1488 |  |  |  | 0 |  |  |  | 1 |  | 1 | [7 empty] | 1 |  |  |  | 1 | 0 |  | 0 |  |  | 1 | [21 empty] | 0
4383531 | U MI CIT | LEVEL 3 | IDF 3-238C | 3-201A | IR CONTROL/ BOARD RUNNER | 9 |  | 3 |  |  | WORKSTATION |  |  |  | PRINTER |  |  |  | SPARE | [15 empty] | RADIOLOGY-NIR-MR-OR | 2024-03-11 | [20 empty] | WSRD1489 |  | PRT-PAV0309 |  | 0 |  |  |  | 1 |  | 1 | [7 empty] | 1 |  |  |  | 1 | 0 |  | 0 |  |  | 1 | [6 empty] | 1 | [14 empty] | 0 | [11 empty] | PRINTER (ADD)
4383188 | U MI CIT | LEVEL 3 | IDF 3-238C | 3-201B | IR COMPUTER ROOM | 2 |  | 3 |  |  | MEDICAL EQUIPMENT-FIXED |  |  |  | WIRED SPARE |  |  |  | SPARE | [15 empty] | RADIOLOGY-NIR-MR-OR | 2024-03-11 | [24 empty] | 0 | [18 empty] | 0 |  | 0 | [24 empty] | 0
10522476 | U MI CIT | LEVEL 3 | IDF 3-238C | 3-205 | MRI COMPUTER ROOM | 1 |  | 3 |  |  | MEDICAL EQUIPMENT-FIXED |  |  |  | WIRED SPARE |  |  |  | SPARE | [15 empty] | RADIOLOGY NIR-MR-OR | 2024-03-11 | [24 empty] | 0 | [18 empty] | 0 |  | 0 | [24 empty] | 0
10522387 | U MI CIT | LEVEL 3 | IDF 3-238C | 3-205 | MRI COMPUTER ROOM | 2 |  | 3 |  |  | MEDICAL EQUIPMENT-FIXED |  |  |  | WIRED SPARE |  |  |  | SPARE | [15 empty] | RADIOLOGY NIR-MR-OR | 2024-03-11 | [24 empty] | 0 | [18 empty] | 0 |  | 0 | [24 empty] | 0
10522367 | U MI CIT | LEVEL 3 | IDF 3-238C | 3-205 | MRI COMPUTER ROOM | 3 |  | 3 |  |  | MEDICAL EQUIPMENT-FIXED |  |  |  | WIRED SPARE |  |  |  | SPARE | [15 empty] | RADIOLOGY NIR-MR-OR | 2024-03-11 | [24 empty] | 0 | [18 empty] | 0 |  | 0 | [24 empty] | 0
10645847 | U MI CIT | LEVEL 3 | IDF 3-238C | 3-205 | MRI COMPUTER ROOM | 4 |  | 3 |  |  | WIRED SPARE |  |  |  | WIRED SPARE |  |  |  | WIRED SPARE | [15 empty] | RADIOLOGY NIR-MR-OR | 2024-03-11 | [24 empty] | 0 | [18 empty] | 0 |  | 0 | [24 empty] | 0
9904081 | U MI CIT | LEVEL 3 | IDF 3-238C | 3-211B | TECH WORK AREA | 2 |  | 3 |  |  | PRINTER |  |  |  | FIBER-CAPSULE-P-P |  |  |  | SPARE | [15 empty] | RADIOLOGY-NIR-MR-OR | 2024-03-11 | [22 empty] | PRT-PAV0304 |  | 0 | [18 empty] | 0 |  | 0 | [9 empty] | 1 | [14 empty] | 0
9903971 | U MI CIT | LEVEL 3 | IDF 3-238C | 3-211D | MRI CONTROL /EQUIP | 1 |  | 3 |  |  | WIRED SPARE |  |  |  | FIBER-CAPSULE-P-P |  |  |  | WIRED SPARE | [15 empty] | RADIOLOGY NIR-MR-OR | 2024-03-11 | [24 empty] | 0 | [18 empty] | 0 |  | 0 | [24 empty] | 0
8688215 | U MI CIT | LEVEL 3 | IDF 3-238C | 3-211D | MRI CONTROL /EQUIP | 2 |  | 3 |  |  | PRINTER |  |  |  | FIBER-CAPSULE-P-P |  |  |  | SPARE | [15 empty] | RADIOLOGY NIR-MR-OR | 2024-03-11 | [22 empty] | PRT-PAV0310 |  | 0 | [18 empty] | 0 |  | 0 | [9 empty] | 1 | [14 empty] | 0
4375118 | U MI CIT | LEVEL 3 | IDF 3-238C | 3-211D | MRI CONTROL /EQUIP | 4 |  | 3 |  |  | WORKSTATION |  |  |  | WIRED SPARE |  |  |  | SPARE | [15 empty] | RADIOLOGY NIR-MR-OR | 2024-03-11 | [20 empty] | WSRD1630 |  |  |  | 0 |  |  |  | 1 |  | 1 | [7 empty] | 1 |  |  |  | 1 | 0 |  | 0 |  |  | 1 | [21 empty] | 0
4375052 | U MI CIT | LEVEL 3 | IDF 3-238C | 3-211D | MRI CONTROL /EQUIP | 6 |  | 3 |  |  | WORKSTATION |  |  |  | WIRED SPARE |  |  |  | SPARE | [15 empty] | RADIOLOGY NIR-MR-OR | 2024-03-11 | [20 empty] | WSRD1632 |  |  |  | 0 |  |  |  | 1 |  | 1 | [7 empty] | 1 |  |  |  | 1 | 0 |  | 0 |  |  | 1 | [21 empty] | 0
4376421 | U MI CIT | LEVEL 3 | IDF 3-238C | 3-211D | MRI CONTROL /EQUIP | 8 |  | PM |  |  | PHYSIO MONITOR |  |  |  | PHYSIO MONITOR |  |  |  | SPARE |  |  |  | CAPSULE |  |  |  | CAPSULE P-P |  |  |  | CAPSULE P-P |  |  |  | RADIOLOGY NIR-MR-OR | 2024-03-11 | [7 empty] | PHILIPS MRI MONITOR | [16 empty] | 0 | [18 empty] | 0 |  | 0 | [24 empty] | 0
4375014 | U MI CIT | LEVEL 3 | IDF 3-238C | 3-211D | MRI CONTROL /EQUIP | 9 |  | 3 |  |  | WORKSTATION |  |  |  | WIRED SPARE |  |  |  | SPARE | [15 empty] | RADIOLOGY NIR-MR-OR | 2024-03-11 | [20 empty] | WSRD1633 |  |  |  | 0 |  |  |  | 1 |  | 1 | [7 empty] | 1 |  |  |  | 1 | 0 |  | 0 |  |  | 1 | [21 empty] | 0
4368074 | U MI CIT | LEVEL 3 | IDF 3-238C | 3-219 | CT SCAN ROOM | 1 |  | 3 |  |  | WIRED SPARE |  |  |  | WIRED SPARE |  |  |  | WIRED SPARE | [15 empty] | Radiology NIR-MR-OR | 2024-03-11 | [24 empty] | 0 | [18 empty] | 0 |  | 0 | [24 empty] | 0
4368617 | U MI CIT | LEVEL 3 | IDF 3-238C | 3-219 | CT SCAN ROOM | 2 |  | 3 |  |  | WIRED SPARE |  |  |  | WIRED SPARE |  |  |  | WIRED SPARE | [15 empty] | Radiology NIR-MR-OR | 2024-03-11 | [24 empty] | 0 | [18 empty] | 0 |  | 0 | [24 empty] | 0
4361976 | U MI CIT | LEVEL 3 | IDF 3-238C | 3-219 | CT SCAN ROOM | 3 |  | 3 |  |  | WIRED SPARE |  |  |  | WIRED SPARE |  |  |  | WIRED SPARE | [15 empty] | Radiology NIR-MR-OR | 2024-03-11 | [24 empty] | 0 | [18 empty] | 0 |  | 0 | [24 empty] | 0
4361936 | U MI CIT | LEVEL 3 | IDF 3-238C | 3-219 | CT SCAN ROOM | 4 |  | AS |  |  | PHONE |  |  |  | WIRED SPARE |  |  |  | WORKSTATION |  |  |  | PHYSIO MONITOR |  |  |  | PHYSIO MONITOR |  |  |  | CAPSULE |  |  |  | Radiology NIR-MR-OR | 2024-03-11 | [10 empty] | CANVAS | [13 empty] | 0 | [18 empty] | 0 |  | 0 | [24 empty] | 0 | [11 empty] | 9/26 not reviewed yet.
4368881 | U MI CIT | LEVEL 3 | IDF 3-238C | 3-219 | CT SCAN ROOM | 5 |  | 3 |  |  | MEDICAL EQUIPMENT-FIXED |  |  |  | WIRED SPARE |  |  |  | SPARE | [15 empty] | Radiology NIR-MR-OR | 2024-03-11 | [7 empty] | CT SCANNER | [16 empty] | 0 | [18 empty] | 0 |  | 0 | [24 empty] | 0
10521276 | U MI CIT | LEVEL 3 | IDF 3-238C | 3-219 | CT SCAN ROOM | 7 |  | 3 |  |  | WIRED SPARE |  |  |  | WIRED SPARE |  |  |  | WIRED SPARE | [15 empty] | Radiology NIR-MR-OR | 2024-03-11 | [24 empty] | 0 | [18 empty] | 0 |  | 0 | [24 empty] | 0
4369446 | U MI CIT | LEVEL 3 | IDF 3-238C | 3-219D | CT CONTROL | 1 |  | PM |  |  | PHYSIO MONITOR |  |  |  | PHYSIO MONITOR |  |  |  | SPARE |  |  |  | CAPSULE |  |  |  | CAPSULE P-P |  |  |  | CAPSULE P-P |  |  |  | RADIOLOGY NIR-MR-OR | 2024-03-11 | [24 empty] | 0 | [18 empty] | 0 |  | 0 | [24 empty] | 0
4361792 | U MI CIT | LEVEL 3 | IDF 3-238C | 3-219D | CT CONTROL | 3 |  | 3 |  |  | WORKSTATION |  |  |  | WIRED SPARE |  |  |  | SPARE | [15 empty] | Radiology NIR-MR-OR | 2024-03-11 | [20 empty] | WSRD1636 |  |  |  | 0 |  |  |  | 1 |  | 1 | [7 empty] | 1 |  |  |  | 1 | 0 |  | 0 |  |  | 1 | [21 empty] | 0
4361760 | U MI CIT | LEVEL 3 | IDF 3-238C | 3-219D | CT CONTROL | 4 |  | 3 |  |  | WORKSTATION |  |  |  | WIRED SPARE |  |  |  | SPARE | [15 empty] | Radiology NIR-MR-OR | 2024-03-11 | [20 empty] | WSRD1637 |  |  |  | 0 |  |  |  | 1 |  | 1 | [7 empty] | 1 |  |  |  | 1 | 0 |  | 0 |  |  | 1 | [21 empty] | 0
4361708 | U MI CIT | LEVEL 3 | IDF 3-238C | 3-219D | CT CONTROL | 5 |  | 3 |  |  | WORKSTATION |  |  |  | WIRED SPARE |  |  |  | SPARE | [15 empty] | Radiology NIR-MR-OR | 2024-03-11 | [20 empty] | WSRD1638 |  | PRT-PAV0320 |  | 0 |  |  |  | 1 |  | 1 | [7 empty] | 1 |  |  |  | 1 | 0 |  | 0 |  |  | 1 | [10 empty] | 1 |  |  |  |  | 1 | [5 empty] | 0
4361600 | U MI CIT | LEVEL 3 | IDF 3-238C | 3-219D | CT CONTROL | 7 |  | 3 |  |  | WORKSTATION |  |  |  | WIRED SPARE |  |  |  | SPARE | [15 empty] | Radiology NIR-MR-OR | 2024-03-11 | [20 empty] | WSRD1640 |  |  |  | 0 |  |  |  | 1 |  | 1 | [7 empty] | 1 |  |  |  | 1 | 0 |  | 0 |  |  | 1 | [21 empty] | 0
4361482 | U MI CIT | LEVEL 3 | IDF 3-238C | 3-219D | CT CONTROL | 9 |  | 3 |  |  | PRINTER |  |  |  | WIRED SPARE |  |  |  | SPARE | [15 empty] | Radiology NIR-MR-OR | 2024-03-11 | [22 empty] | PRT-PAV0335 |  | 0 | [18 empty] | 0 |  | 0 | [24 empty] | 0
4697902 | U MI CIT | LEVEL 4 | IDF 4-122C | 4-103 | ANESTHESIA WORKROOM (SAFE) | 1 |  | AV |  |  | MEDICAL DIGITAL SIGN MONITORING |  |  |  | MEDICAL DIGITAL SIGN CORE PC | [19 empty] | ANESTHESIA WORKROOM | 2024-03-11 | [13 empty] | PERI-OP | MD | [9 empty] | 0 |  |  |  | 3 |  |  | 3 | [6 empty] | 3 |  |  |  | 3 | 0 |  | 0 |  |  | 3 | [21 empty] | 0 | [11 empty] | 2 workstations on west wall, 1 workstation on north wall, (35) Dell 24-inch, ELO, micro, barcode scanner, badge readers for ASUS machines
10837236 | U MI CIT | LEVEL 4 | IDF 4-122C | 4-103 | ANESTHESIA WORKROOM (SAFE) | 2 |  | 3 |  |  | PRINTER |  |  |  | WIRED SPARE |  |  |  | SPARE | [15 empty] | ANESTHESIA WORKROOM | 2024-03-11 | [22 empty] | PRT-PAV0401 |  | 0 | [18 empty] | 0 |  | 0 | [10 empty] | 1 | [5 empty] | 2 | [7 empty] | 0 | [11 empty] | becomes a printer with NO FAX
10837250 | U MI CIT | LEVEL 4 | IDF 4-122C | 4-103 | ANESTHESIA WORKROOM (SAFE) | 3 |  | 3 |  |  | PHONE/WORKSTATION |  |  |  | WIRED SPARE |  |  |  | SPARE | [15 empty] | ANESTHESIA WORKROOM | 2024-03-11 | [5 empty] | Y | [14 empty] | WSAN0645 |  |  |  | 0 |  |  |  | 1 |  |  | 1 | [6 empty] | 1 |  |  |  | 1 | 0 |  | 0 | [24 empty] | 0 |  |  |  | 8811 | [7 empty] | New DID, CSS 40, no VM
10837229 | U MI CIT | LEVEL 4 | IDF 4-122C | 4-103 | ANESTHESIA WORKROOM (SAFE) | 5 |  | 3 |  |  | PHONE/WORKSTATION |  |  |  | WIRED SPARE |  |  |  | SPARE | [15 empty] | ANESTHESIA WORKROOM | 2024-03-11 | [5 empty] | Y | [14 empty] | WSAN0646 |  |  |  | 0 |  |  |  | 1 |  |  | 1 | [6 empty] | 1 |  |  |  | 1 | 0 |  | 0 | [24 empty] | 0 |  |  |  | 8811 | [7 empty] | New DID, CSS 40, no VM
10837243 | U MI CIT | LEVEL 4 | IDF 4-122C | 4-103 | ANESTHESIA WORKROOM (SAFE) | 6 |  | 3 |  |  | PHONE/WORKSTATION |  |  |  | WIRED SPARE |  |  |  | SPARE | [15 empty] | ANESTHESIA WORKROOM | 2024-03-11 | [5 empty] | Y | [14 empty] | WSAN0647 |  |  |  | 0 |  |  |  | 1 |  |  | 1 | [6 empty] | 1 |  |  |  | 1 | 0 |  | 0 | [24 empty] | 0 |  |  |  | 8811 | [7 empty] | New DID, CSS 40, no VM
4708584 | U MI CIT | LEVEL 4 | IDF 4-122C | 4-301 | ANESTHESIA WORKROOM | 15 |  | AS |  |  | PHONE |  |  |  | WIRED SPARE |  |  |  | WORKSTATION | [7 empty] | PHYSIO MONITOR | [7 empty] | ANESTHIA | 2024-03-11 | [5 empty] | Y | [18 empty] | 0 |  |  |  | 1 |  | 1 | [8 empty] | 1 |  |  | 1 | 0 |  | 0 |  |  | 1 | [21 empty] | 0 |  |  |  | 8811 | [7 empty] | New DID, CSS 40, no VM
7458869 | U MI CIT | LEVEL 2A | IDF 2A-503C | 2A-313 | PTUBE | 1 |  | W |  | R2-C-06 | PHONE |  |  | R2-C-11 |  |  |  | R2-A-11 |  |  |  | R2-A-18 |  |  |  | R2-A-19 |  |  |  | R2-A-20 |  |  |  |  | P-TUBE | 2024-08-21 | [5 empty] | Y | [18 empty] | 0 | [18 empty] | 0 |  | 0 | [24 empty] | 0 |  |  |  | 6901W | [7 empty] | New DID, CSS 0, no VM
4702930 | U MI CIT | LEVEL 4 | IDF 4-238C | 4-433 | WORKSTATIONS, ANESTHESIA | 2 |  | 3 |  |  | PHONE/WORKSTATION |  |  |  | WIRED SPARE |  |  |  | SPARE | [15 empty] | ANESTHESIA OFFICES | 2024-03-11 | [5 empty] | Y | [18 empty] | 0 |  |  | 1 |  |  |  |  | 1 | [5 empty] | 2 |  |  |  | 1 | 0 |  | 0 | [24 empty] | 0 |  |  |  | 8811 | [7 empty] | New DID, CSS 40, no VM
10836816 | U MI CIT | LEVEL 4 | IDF 4-238C | 4-433 | WORKSTATIONS, ANESTHESIA | 6 |  | 3 |  |  | PHONE/WORKSTATION |  |  |  | WIRED SPARE |  |  |  | SPARE | [15 empty] | ANESTHESIA OFFICES | 2024-03-11 | [5 empty] | Y | [18 empty] | 0 |  |  | 1 |  |  |  |  | 1 | [5 empty] | 1 |  |  |  | 1 | 0 |  | 0 | [24 empty] | 0 |  |  |  | 8811 | [7 empty] | New DID, CSS 40, no VM
10836809 | U MI CIT | LEVEL 4 | IDF 4-238C | 4-433 | WORKSTATIONS, ANESTHESIA | 7 |  | 3 |  |  | WORKSTATION |  |  |  | WIRED SPARE |  |  |  | SPARE | [15 empty] | ANESTHESIA OFFICES | 2024-03-11 | [24 empty] | 0 |  |  | 1 |  |  |  |  | 1 | [5 empty] | 1 |  |  |  | 1 | 0 |  | 0 | [24 empty] | 0 | [11 empty] | New DID, CSS 40, no VM
10836802 | U MI CIT | LEVEL 4 | IDF 4-238C | 4-433 | WORKSTATIONS, ANESTHESIA | 8 |  | 3 |  |  | PHONE/WORKSTATION |  |  |  | WIRED SPARE |  |  |  | SPARE | [15 empty] | ANESTHESIA OFFICES | 2024-03-11 | [5 empty] | Y | [18 empty] | 0 |  |  | 1 |  |  |  |  | 1 | [5 empty] | 1 |  |  |  | 1 | 0 |  | 0 | [24 empty] | 0 |  |  |  | 8811 | [7 empty] | New DID, CSS 40, no VM
10836795 | U MI CIT | LEVEL 4 | IDF 4-238C | 4-433 | WORKSTATIONS, ANESTHESIA | 9 |  | 3 |  |  | PHONE/WORKSTATION |  |  |  | WIRED SPARE |  |  |  | SPARE | [15 empty] | ANESTHESIA OFFICES | 2024-03-11 | [5 empty] | Y | [18 empty] | 0 |  |  | 1 |  |  |  |  | 1 | [5 empty] | 1 |  |  |  | 1 | 0 |  | 0 | [24 empty] | 0 |  |  |  | 8811 | [7 empty] | New DID, CSS 40, no VM
4721526 | U MI CIT | LEVEL 4 | IDF 4-238C | 4-433A | OFFICE | 1 |  | 3 |  |  | PHONE/WORKSTATION |  |  |  | WIRED SPARE |  |  |  | SPARE | [15 empty] | ANESTHESIA OFFICES | 2024-03-11 | [5 empty] | Y | [14 empty] | WSPV0206 |  |  |  | 0 |  |  | 1 |  |  |  |  | 1 | [5 empty] | 2 |  |  |  | 1 | 0 |  | 0 | [24 empty] | 0 |  |  |  | 8811 | [7 empty] | New DID, CSS 40, no VM
10650002 | U MI CIT | LEVEL 4 | IDF 4-238C | 4-433A | OFFICE | 2 |  | 3 |  |  | PHONE/WORKSTATION |  |  |  | WIRED SPARE |  |  |  | SPARE | [15 empty] | ANESTHESIA OFFICES | 2024-03-11 | [5 empty] | Y | [14 empty] | WSPV0207 |  |  |  | 0 |  |  | 1 |  |  |  |  | 1 | [5 empty] | 2 |  |  |  | 1 | 0 |  | 0 | [24 empty] | 0 |  |  |  | 8811 | [7 empty] | New DID, CSS 40, no VM
8334146 | U MI CIT | LEVEL 4 | IDF 4-238C | 4-433B | OFFICE | 1 |  | 3 |  |  | PHONE/WORKSTATION |  |  |  | WIRED SPARE |  |  |  | SPARE | [15 empty] | ANESTHESIA OFFICES | 2024-03-11 | [5 empty] | Y | [14 empty] | WSPV0208 |  |  |  | 0 |  |  | 1 |  |  |  |  | 1 | [5 empty] | 2 |  |  |  | 1 | 0 |  | 0 | [24 empty] | 0 |  |  |  | 8811 | [7 empty] | New DID, CSS 40, no VM
8334228 | U MI CIT | LEVEL 4 | IDF 4-238C | 4-433B | OFFICE | 2 |  | 3 |  |  | PHONE/WORKSTATION |  |  |  | WIRED SPARE |  |  |  | SPARE | [15 empty] | ANESTHESIA OFFICES | 2024-03-11 | [5 empty] | Y | [14 empty] | WSPV0209 |  |  |  | 0 |  |  | 1 |  |  |  |  | 1 | [5 empty] | 2 |  |  |  | 1 | 0 |  | 0 | [24 empty] | 0 |  |  |  | 8811 | [7 empty] | New DID, CSS 40, no VM
8334485 | U MI CIT | LEVEL 4 | IDF 4-238C | 4-433D | OFFICE | 1 |  | 3 |  |  | PHONE/WORKSTATION |  |  |  | WIRED SPARE |  |  |  | SPARE | [15 empty] | ANESTHESIA OFFICES | 2024-03-11 | [5 empty] | Y | [14 empty] | WSPV0210 |  |  |  | 0 |  |  | 1 |  |  |  |  | 1 | [5 empty] | 2 |  |  |  | 1 | 0 |  | 0 | [24 empty] | 0 |  |  |  | 8811 | [7 empty] | New DID, CSS 40, no VM
8334609 | U MI CIT | LEVEL 4 | IDF 4-238C | 4-433D | OFFICE | 2 |  | 3 |  |  | PHONE/WORKSTATION |  |  |  | WIRED SPARE |  |  |  | SPARE | [15 empty] | ANESTHESIA OFFICES | 2024-03-11 | [5 empty] | Y | [14 empty] | WSPV0211 |  |  |  | 0 |  |  | 1 |  |  |  |  | 1 | [5 empty] | 2 |  |  |  | 1 | 0 |  | 0 | [24 empty] | 0 |  |  |  | 8811 | [7 empty] | New DID, CSS 40, no VM
10650078 | U MI CIT | LEVEL 4 | IDF 4-238C | 4-433F | OFFICE | 4 |  | 3 |  |  | PHONE/WORKSTATION |  |  |  | WIRED SPARE |  |  |  | SPARE | [15 empty] | ANESTHESIA OFFICES | 2024-03-11 | [5 empty] | Y | [14 empty] | WSPV0212 |  |  |  | 0 |  |  | 1 |  |  |  |  | 1 | [5 empty] | 2 |  |  |  | 1 | 0 |  | 0 | [24 empty] | 0 |  |  |  | 8811 | [7 empty] | New DID, CSS 40, no VM
8334798 | U MI CIT | LEVEL 4 | IDF 4-238C | 4-433G | OFFICE | 1 |  | 3 |  |  | PHONE/WORKSTATION |  |  |  | WIRED SPARE |  |  |  | SPARE | [15 empty] | ANESTHESIA OFFICES | 2024-03-11 | [5 empty] | Y | [14 empty] | WSPV0213 |  |  |  | 0 |  |  | 1 |  |  |  |  | 1 | [5 empty] | 2 |  |  |  | 1 | 0 |  | 0 | [24 empty] | 0 |  |  |  | 8811 | [7 empty] | New DID, CSS 40, no VM
4702108 | U MI CIT | LEVEL 4 | IDF 4-238C | 4-433H | OFFICE | 1 |  | 3 |  |  | PHONE/WORKSTATION |  |  |  | WIRED SPARE |  |  |  | SPARE | [15 empty] | ANESTHESIA OFFICES | 2024-03-11 | [5 empty] | Y | [14 empty] | WSPV0214 |  |  |  | 0 |  |  | 1 |  |  |  |  | 1 | [5 empty] | 2 |  |  |  | 1 | 0 |  | 0 | [24 empty] | 0 |  |  |  | 8811 | [7 empty] | New DID, CSS 40, no VM
10649915 | U MI CIT | LEVEL 4 | IDF 4-238C | 4-433H | OFFICE | 3 |  | 3 |  |  | PHONE/WORKSTATION |  |  |  | WIRED SPARE |  |  |  | SPARE | [15 empty] | ANESTHESIA OFFICES | 2024-03-11 | [5 empty] | Y | [14 empty] | WSPV0215 |  |  |  | 0 |  |  | 1 |  |  |  |  | 1 | [5 empty] | 2 |  |  |  | 1 | 0 |  | 0 | [24 empty] | 0 |  |  |  | 8811 | [7 empty] | New DID, CSS 40, no VM
5202078 | U MI CIT | LEVEL 6 | IDF 6-122C | 6-101 | ANESTHESIA WORKROOM | 5 |  | AV |  |  | MEDICAL DIGITAL SIGN MONITORING |  |  |  | MEDICAL DIGITAL SIGN CORE PC | [19 empty] | ANESTHESIA OFFICES | 2024-03-11 | [13 empty] | PERI-OP | MD | [9 empty] | 0 | [18 empty] | 0 |  | 0 | [24 empty] | 0
4813324 | U MI CIT | LEVEL 2A | IDF 2A-503C | 2A-328 | STORAGE/STAGING | 3 |  | 3 |  | R2-C-06 | PHONE |  |  | R2-C-11 | WIRED SPARE |  |  | R2-A-11 | SPARE |  |  | R2-A-18 |  |  |  | R2-A-19 |  |  |  | R2-A-20 |  |  |  |  | Facilities Maintenance | 2024-02-23 |  | 1 | 2025-05-19 | N | N | Y | [18 empty] | 0 | [18 empty] | 0 |  | 0 | [24 empty] | 0 |  |  |  | 8811W |  | NEED KIT | [5 empty] | Need WMK New DID, CSS 40 NO VM RUN PANDUIT AND MOUNT ON WALL
5460515 | U MI CIT | LEVEL 6 | IDF 6-122C | 6-101 | ANESTHESIOLOGY WORKROOM | 2 |  | 3 |  |  | PHONE/WORKSTATION |  |  |  | WIRED SPARE |  |  |  | SPARE | [15 empty] | ANESTHESIA OFFICES | 2024-03-11 | [5 empty] | Y | [18 empty] | 0 |  |  | 1 |  |  |  |  | 1 | [5 empty] | 2 |  |  |  | 1 | 0 |  | 0 | [24 empty] | 0 |  |  |  | 8811 | [7 empty] | New DID, CSS 40, no VM
5460452 | U MI CIT | LEVEL 6 | IDF 6-122C | 6-101A | OFFICE | 1 |  | 3 |  |  | PHONE/WORKSTATION |  |  |  | WIRED SPARE |  |  |  | SPARE | [15 empty] | ANESTHESIA OFFICES | 2024-03-11 | [5 empty] | Y | [18 empty] | 0 |  |  | 1 |  |  |  |  | 1 | [5 empty] | 2 |  |  |  | 1 | 0 |  | 0 | [24 empty] | 0 |  |  |  | 8811 | [7 empty] | New DID, CSS 40, no VM
5460472 | U MI CIT | LEVEL 6 | IDF 6-122C | 6-101A | OFFICE | 2 |  | 3 |  |  | PHONE/WORKSTATION |  |  |  | WIRED SPARE |  |  |  | SPARE | [15 empty] | ANESTHESIA OFFICES | 2024-03-11 | [5 empty] | Y | [18 empty] | 0 |  |  | 1 |  |  |  |  | 1 | [5 empty] | 2 |  |  |  | 1 | 0 |  | 0 | [24 empty] | 0 |  |  |  | 8811 | [7 empty] | New DID, CSS 40, no VM
5460392 | U MI CIT | LEVEL 6 | IDF 6-122C | 6-101B | OFFICE | 1 |  | 3 |  |  | PHONE/WORKSTATION |  |  |  | WIRED SPARE |  |  |  | SPARE | [15 empty] | ANESTHESIA OFFICES | 2024-03-11 | [5 empty] | Y | [18 empty] | 0 |  |  | 1 |  |  |  |  | 1 | [5 empty] | 2 |  |  |  | 1 | 0 |  | 0 | [24 empty] | 0 |  |  |  | 8811 | [7 empty] | New DID, CSS 40, no VM
5460412 | U MI CIT | LEVEL 6 | IDF 6-122C | 6-101B | OFFICE | 2 |  | 3 |  |  | PHONE/WORKSTATION |  |  |  | WIRED SPARE |  |  |  | SPARE | [15 empty] | ANESTHESIA OFFICES | 2024-03-11 | [5 empty] | Y | [18 empty] | 0 |  |  | 1 |  |  |  |  | 1 | [5 empty] | 2 |  |  |  | 1 | 0 |  | 0 | [24 empty] | 0 |  |  |  | 8811 | [7 empty] | New DID, CSS 40, no VM
5460352 | U MI CIT | LEVEL 6 | IDF 6-122C | 6-101D | OFFICE | 1 |  | 3 |  |  | PHONE/WORKSTATION |  |  |  | WIRED SPARE |  |  |  | SPARE | [15 empty] | ANESTHESIA OFFICES | 2024-03-11 | [5 empty] | Y | [18 empty] | 0 |  |  | 1 |  |  |  |  | 1 | [5 empty] | 2 |  |  |  | 1 | 0 |  | 0 | [24 empty] | 0 |  |  |  | 8811 | [7 empty] | New DID, CSS 40, no VM
5460372 | U MI CIT | LEVEL 6 | IDF 6-122C | 6-101D | OFFICE | 2 |  | 3 |  |  | PHONE/WORKSTATION |  |  |  | WIRED SPARE |  |  |  | SPARE | [15 empty] | ANESTHESIA OFFICES | 2024-03-11 | [5 empty] | Y | [18 empty] | 0 |  |  | 1 |  |  |  |  | 1 | [5 empty] | 2 |  |  |  | 1 | 0 |  | 0 | [24 empty] | 0 |  |  |  | 8811 | [7 empty] | New DID, CSS 40, no VM
5460332 | U MI CIT | LEVEL 6 | IDF 6-122C | 6-101F | OFFICE | 1 |  | 3 |  |  | PHONE/WORKSTATION |  |  |  | WIRED SPARE |  |  |  | SPARE | [15 empty] | ANESTHESIA OFFICES | 2024-03-11 | [5 empty] | Y | [18 empty] | 0 |  |  | 1 |  |  |  |  | 1 | [5 empty] | 2 |  |  |  | 1 | 0 |  | 0 | [24 empty] | 0 |  |  |  | 8811 | [7 empty] | New DID, CSS 40, no VM
5460312 | U MI CIT | LEVEL 6 | IDF 6-122C | 6-101G | OFFICE | 1 |  | 3 |  |  | PHONE/WORKSTATION |  |  |  | WIRED SPARE |  |  |  | SPARE | [15 empty] | ANESTHESIA OFFICES | 2024-03-11 | [5 empty] | Y | [18 empty] | 0 |  |  | 1 |  |  |  |  | 1 | [5 empty] | 2 |  |  |  | 1 | 0 |  | 0 | [24 empty] | 0 |  |  |  | 8811 | [7 empty] | New DID, CSS 40, no VM
5460209 | U MI CIT | LEVEL 6 | IDF 6-122C | 6-101H | FELLOWS/ SWING | 1 |  | 3 |  |  | PHONE/WORKSTATION |  |  |  | WIRED SPARE |  |  |  | SPARE | [15 empty] | ANESTHESIA OFFICES | 2024-03-11 | [5 empty] | Y | [18 empty] | 0 |  |  | 1 |  |  |  |  | 1 | [5 empty] | 2 |  |  |  | 1 | 0 |  | 0 | [24 empty] | 0 |  |  |  | 8811 | [7 empty] | New DID, CSS 40, no VM
5460229 | U MI CIT | LEVEL 6 | IDF 6-122C | 6-101H | FELLOWS/ SWING | 2 |  | 3 |  |  | PHONE/WORKSTATION |  |  |  | WIRED SPARE |  |  |  | SPARE | [15 empty] | ANESTHESIA OFFICES | 2024-03-11 | [5 empty] | Y | [18 empty] | 0 |  |  | 1 |  |  |  |  | 1 | [5 empty] | 2 |  |  |  | 1 | 0 |  | 0 | [24 empty] | 0 |  |  |  | 8811 | [7 empty] | New DID, CSS 40, no VM
5460151 | U MI CIT | LEVEL 6 | IDF 6-122C | 6-101H | FELLOWS/ SWING | 3 |  | 3 |  |  | PHONE/WORKSTATION |  |  |  | WIRED SPARE |  |  |  | SPARE | [15 empty] | ANESTHESIA OFFICES | 2024-03-11 | [5 empty] | Y | [18 empty] | 0 |  |  | 1 |  |  |  |  | 1 | [5 empty] | 2 |  |  |  | 1 | 0 |  | 0 | [24 empty] | 0 |  |  |  | 8811 | [7 empty] | New DID, CSS 40, no VM
5460189 | U MI CIT | LEVEL 6 | IDF 6-122C | 6-101H | FELLOWS/ SWING | 4 |  | 3 |  |  | PHONE/WORKSTATION |  |  |  | WIRED SPARE |  |  |  | SPARE | [15 empty] | ANESTHESIA OFFICES | 2024-03-11 | [5 empty] | Y | [18 empty] | 0 |  |  | 1 |  |  |  |  | 1 | [5 empty] | 2 |  |  |  | 1 | 0 |  | 0 | [24 empty] | 0 |  |  |  | 8811 | [7 empty] | New DID, CSS 40, no VM
5202038 | U MI CIT | LEVEL 6 | IDF 6-122C | 6-101K | CONFERENCE | 1 |  | AV |  |  | AV ROOM EQUIPMENT |  |  |  | AV ROOM EQUIPMENT | [19 empty] | ANESTHESIA OFFICES | 2024-03-11 | [13 empty] | CDIAVS | huddle cart | [9 empty] | 0 | [18 empty] | 0 |  | 0 | [24 empty] | 0
7049262 | U MI CIT | LEVEL 6 | IDF 6-122C | 6-101K | CONFERENCE | 2 |  | AV |  |  | WIRED SPARE |  |  |  | WIRED SPARE | [19 empty] | ANESTHESIA OFFICES | 2024-03-11 | [24 empty] | 0 | [18 empty] | 0 |  | 0 | [24 empty] | 0
5200546 | U MI CIT | LEVEL 6 | IDF 6-122C | 6-217 | NEURO IR (BI-PLANE) | 5 |  | AV |  |  | MEDICAL DIGITAL SIGN MONITORING |  |  |  | MEDICAL DIGITAL SIGN CORE PC | [19 empty] | RADIOLOGY-NIR-MR-OR | 2024-03-11 | Neuro IR 10 |  |  | Y | [9 empty] | PERI-OP | MD | [9 empty] | 0 | [18 empty] | 0 |  | 0 | [24 empty] | 0
4454226 | U MI CIT | LEVEL 6 | IDF 6-122C | 6-217 | NEURO IR (BI-PLANE) | 1 |  | 3 |  |  | WIRED SPARE |  |  |  | WIRED SPARE |  |  |  | WIRED SPARE | [15 empty] | RADIOLOGY-NIR-MR-OR | 2024-03-11 | Neuro IR 10 | [23 empty] | 0 | [18 empty] | 0 |  | 0 | [24 empty] | 0
4459992 | U MI CIT | LEVEL 6 | IDF 6-122C | 6-217 | NEURO IR (BI-PLANE) | 2 |  | PM |  |  | PHYSIO MONITOR |  |  |  | PHYSIO MONITOR |  |  |  | SPARE | [7 empty] | CAPSULE P-P | [7 empty] | RADIOLOGY-NIR-MR-OR | 2024-03-11 | Neuro IR 10 | [23 empty] | 0 | [18 empty] | 0 |  | 0 | [24 empty] | 0
4454246 | U MI CIT | LEVEL 6 | IDF 6-122C | 6-217 | NEURO IR (BI-PLANE) | 4 |  | 3 |  |  | WIRED SPARE |  |  |  | WIRED SPARE |  |  |  | WIRED SPARE | [15 empty] | RADIOLOGY-NIR-MR-OR | 2024-03-11 | Neuro IR 10 | [23 empty] | 0 | [18 empty] | 0 |  | 0 | [24 empty] | 0
4454138 | U MI CIT | LEVEL 6 | IDF 6-122C | 6-217 | NEURO IR (BI-PLANE) | 6 |  | 3 |  |  | WIRED SPARE |  |  |  | WIRED SPARE |  |  |  | WIRED SPARE | [15 empty] | RADIOLOGY-NIR-MR-OR | 2024-03-11 | Neuro IR 10 | [23 empty] | 0 | [18 empty] | 0 |  | 0 | [24 empty] | 0
4455482 | U MI CIT | LEVEL 6 | IDF 6-122C | 6-217 | NEURO IR (BI-PLANE) | 7 |  | 3 |  |  | WIRED SPARE |  |  |  | WIRED SPARE |  |  |  | WIRED SPARE | [15 empty] | RADIOLOGY-NIR-MR-OR | 2024-03-11 | Neuro IR 10 | [23 empty] | 0 | [18 empty] | 0 |  | 0 | [24 empty] | 0
4455383 | U MI CIT | LEVEL 6 | IDF 6-122C | 6-217 | NEURO IR (BI-PLANE) | 9 |  | 3 |  |  | WIRED SPARE |  |  |  | WIRED SPARE |  |  |  | WIRED SPARE | [15 empty] | RADIOLOGY-NIR-MR-OR | 2024-03-11 | Neuro IR 10 | [23 empty] | 0 | [18 empty] | 0 |  | 0 | [24 empty] | 0
4454078 | U MI CIT | LEVEL 6 | IDF 6-122C | 6-217 | NEURO IR (BI-PLANE) | 10 |  | 3 |  |  | WIRED SPARE |  |  |  | WIRED SPARE |  |  |  | WIRED SPARE | [15 empty] | RADIOLOGY-NIR-MR-OR | 2024-03-11 | Neuro IR 10 | [23 empty] | 0 | [18 empty] | 0 |  | 0 | [24 empty] | 0
4454052 | U MI CIT | LEVEL 6 | IDF 6-122C | 6-217 | NEURO IR (BI-PLANE) | 11 |  | 3 |  |  | WIRED SPARE |  |  |  | WIRED SPARE |  |  |  | WIRED SPARE | [15 empty] | RADIOLOGY-NIR-MR-OR | 2024-03-11 | Neuro IR 10 | [23 empty] | 0 | [18 empty] | 0 |  | 0 | [24 empty] | 0
4460100 | U MI CIT | LEVEL 6 | IDF 6-122C | 6-217 | NEURO IR (BI-PLANE) | 13 |  | PM |  |  | PHYSIO MONITOR |  |  |  | PHYSIO MONITOR |  |  |  | SPARE | [7 empty] | CAPSULE P-P | [7 empty] | RADIOLOGY-NIR-MR-OR | 2024-03-11 | Neuro IR 10 | [23 empty] | 0 | [18 empty] | 0 |  | 0 | [24 empty] | 0
4453960 | U MI CIT | LEVEL 6 | IDF 6-122C | 6-217 | NEURO IR (BI-PLANE) | 14 |  | 3 |  |  | Pyxis MedStation (NPE01) |  |  |  | WIRED SPARE |  |  |  | SPARE | [15 empty] | RADIOLOGY-NIR-MR-OR | 2024-03-11 | Neuro IR 10 | [23 empty] | 0 | [18 empty] | 0 |  | 0 | [24 empty] | 0
4453906 | U MI CIT | LEVEL 6 | IDF 6-122C | 6-217 | NEURO IR (BI-PLANE) | 16 |  | 3 |  |  | WIRED SPARE |  |  |  | WIRED SPARE |  |  |  | WIRED SPARE | [15 empty] | RADIOLOGY-NIR-MR-OR | 2024-03-11 | Neuro IR 10 | [23 empty] | 0 | [18 empty] | 0 |  | 0 | [24 empty] | 0
4455998 | U MI CIT | LEVEL 6 | IDF 6-122C | 6-217 | NEURO IR (BI-PLANE) | 17 |  | 4 |  |  | WIRED SPARE |  |  |  | WIRED SPARE |  |  |  | WIRED SPARE | [15 empty] | RADIOLOGY-NIR-MR-OR | 2024-03-11 | Neuro IR 10 | [23 empty] | 0 | [18 empty] | 0 |  | 0 | [24 empty] | 0
4455730 | U MI CIT | LEVEL 6 | IDF 6-122C | 6-217 | NEURO IR (BI-PLANE) | 19 |  | 3 |  |  | WORKSTATION |  |  |  | WIRED SPARE |  |  |  | SPARE | [15 empty] | RADIOLOGY-NIR-MR-OR | 2024-03-11 | Neuro IR 10 | [23 empty] | 0 | [18 empty] | 0 |  | 0 | [24 empty] | 0
4455690 | U MI CIT | LEVEL 6 | IDF 6-122C | 6-217 | NEURO IR (BI-PLANE) | 20 |  | 3 |  |  | WIRED SPARE |  |  |  | WIRED SPARE |  |  |  | WIRED SPARE | [15 empty] | RADIOLOGY-NIR-MR-OR | 2024-03-11 | Neuro IR 10 | [23 empty] | 0 | [18 empty] | 0 |  | 0 | [24 empty] | 0
4455670 | U MI CIT | LEVEL 6 | IDF 6-122C | 6-217 | NEURO IR (BI-PLANE) | 21 |  | 3 |  |  | WIRED SPARE |  |  |  | WIRED SPARE |  |  |  | WIRED SPARE | [15 empty] | RADIOLOGY-NIR-MR-OR | 2024-03-11 | Neuro IR 10 | [23 empty] | 0 | [18 empty] | 0 |  | 0 | [24 empty] | 0
5459644 | U MI CIT | LEVEL 6 | IDF 6-122C | 6-217 | NEURO IR (BI-PLANE) | 23 |  | 3 |  |  | WIRED SPARE |  |  |  | WIRED SPARE |  |  |  | WIRED SPARE | [15 empty] | RADIOLOGY-NIR-MR-OR | 2024-03-11 | Neuro IR 10 | [23 empty] | 0 | [18 empty] | 0 |  | 0 | [24 empty] | 0
4495079 | U MI CIT | LEVEL 2A | IDF 2A-503C | 2A-334 | WORKBENCHES | 6 |  | 3 |  | R2-C-06 | PRINTER |  |  | R2-C-11 | FAX |  |  | R2-A-11 | SPARE |  |  | R2-A-18 |  |  |  | R2-A-19 |  |  |  | R2-A-20 |  |  |  |  | Facilities Maintenance | 2024-02-23 |  | 1 | 2025-05-19 | N | ? | Y | [16 empty] | PRT-PAV2A04 |  | 0 | [18 empty] | 0 |  | 0 | [13 empty] | 1 | [10 empty] | 0 | [8 empty] | ANLG-FAX |  |  | New DID, CSS 40, no VM
5459612 | U MI CIT | LEVEL 6 | IDF 6-122C | 6-217 | NEURO IR (BI-PLANE) | 25 |  | 3 |  |  | PRINTER |  |  |  | LABEL PRINTER |  |  |  | LABEL PRINTER | [15 empty] | RADIOLOGY-NIR-MR-OR | 2024-03-11 | Neuro IR 10 | [21 empty] | PRT-PAV0618 | PRT-PAV0619 | 0 | [18 empty] | 0 |  | 0 | [21 empty] | 2 |  |  | 0
5459628 | U MI CIT | LEVEL 6 | IDF 6-122C | 6-217 | NEURO IR (BI-PLANE) | 26 |  | 3 |  |  | PRINTER |  |  |  | LABEL PRINTER |  |  |  | LABEL PRINTER | [15 empty] | RADIOLOGY-NIR-MR-OR | 2024-03-11 | Neuro IR 10 | [21 empty] | PRT-PAV0620 | PRT-PAV0621 | 0 | [18 empty] | 0 |  | 0 | [21 empty] | 2 |  |  | 0
4500712 | U MI CIT | LEVEL 2A | MDF 2A-338C | 2A-336 | HITS WORKROOM | 9 |  | 3 |  | R5-B-16 | FAX |  |  | R6-B-05 | PRINTER |  |  | R6-B-03 | ACTIVATE |  |  | R6-F-13 |  |  |  | R6-F-14 |  |  |  | R6-F-15 |  |  |  |  | HITS - EI | 2024-03-22 |  | 1 | 2025-05-19 |  |  | Y | [16 empty] | PRT-PAV2A06 |  | 0 | [18 empty] | 0 |  | 0 | [15 empty] | 1 | [8 empty] | 0 | [8 empty] | ANLG-FAX |  |  | New DID, CSS 40, no VM
4454306 | U MI CIT | LEVEL 6 | IDF 6-122C | 6-217A | NIR CONTROL | 2 |  | 3 |  |  | WIRED SPARE |  |  |  | WIRED SPARE |  |  |  | WIRED SPARE | [15 empty] | RADIOLOGY-NIR-MR-OR | 2024-03-11 | [24 empty] | 0 | [18 empty] | 0 |  | 0 | [24 empty] | 0
4454326 | U MI CIT | LEVEL 6 | IDF 6-122C | 6-217A | NIR CONTROL | 3 |  | 3 |  |  | WIRED SPARE |  |  |  | WIRED SPARE |  |  |  | WIRED SPARE | [15 empty] | RADIOLOGY-NIR-MR-OR | 2024-03-11 | [24 empty] | 0 |  |  | 1 |  |  |  |  | 1 | [6 empty] | 2 |  |  | 1 | 0 |  | 0 | [24 empty] | 0
4454158 | U MI CIT | LEVEL 6 | IDF 6-122C | 6-217A | NIR CONTROL | 4 |  | 3 |  |  | WORKSTATION |  |  |  | LABEL PRINTER |  |  |  | SPARE | [15 empty] | RADIOLOGY-NIR-MR-OR | 2024-03-11 | [22 empty] | PRT-PAV0636 |  | 0 |  |  |  | 1 |  | 1 | [8 empty] | 1 |  |  | 1 | 0 |  | 0 |  |  | 1 | [20 empty] | 1 | 0 | [11 empty] | 9/26 not reviewed yet
4454286 | U MI CIT | LEVEL 6 | IDF 6-122C | 6-217A | NIR CONTROL | 6 |  | 3 |  |  | WORKSTATION |  |  |  | WIRED SPARE |  |  |  | SPARE | [15 empty] | RADIOLOGY-NIR-MR-OR | 2024-03-11 | [24 empty] | 0 |  |  |  | 1 |  | 1 | [8 empty] | 1 |  |  | 1 | 0 |  | 0 |  |  | 1 | [21 empty] | 0
4454198 | U MI CIT | LEVEL 6 | IDF 6-122C | 6-217A | NIR CONTROL | 7 |  | 3 |  |  | WORKSTATION |  |  |  | WIRED SPARE |  |  |  | SPARE | [15 empty] | RADIOLOGY-NIR-MR-OR | 2024-03-11 | [24 empty] | 0 |  |  |  | 1 |  | 1 | [8 empty] | 1 |  |  | 1 | 0 |  | 0 |  |  | 1 | [21 empty] | 0 | [11 empty] | 9/26 no reviewed yet
4460006 | U MI CIT | LEVEL 6 | IDF 6-122C | 6-217A | NIR CONTROL | 8 |  | PM |  |  | PHYSIO MONITOR |  |  |  | PHYSIO MONITOR |  |  |  | SPARE | [7 empty] | CAPSULE P-P | [7 empty] | RADIOLOGY-NIR-MR-OR | 2024-03-11 | [24 empty] | 0 | [18 empty] | 0 |  | 0 | [24 empty] | 0
10523780 | U MI CIT | LEVEL 6 | IDF 6-122C | 6-217B | NIR COMPUTER RM | 24 |  | 3 |  |  | WORKSTATION |  |  |  | WIRED SPARE |  |  |  | SPARE | [15 empty] | RADIOLOGY-NIR-MR-OR | 2024-03-11 | [24 empty] | 0 |  |  |  | 1 |  | 1 | [8 empty] | 1 |  |  | 1 | 0 |  | 0 |  |  | 1 | [21 empty] | 0
4459578 | U MI CIT | LEVEL 6 | IDF 6-122C | 6-219 | NIR INVENTORY STORAGE | 1 |  | 3 |  |  | WIRED SPARE |  |  |  | WIRED SPARE |  |  |  | WIRED SPARE | [15 empty] | Radiology NIR-MR-OR | 2024-03-11 | [24 empty] | 0 | [18 empty] | 0 |  | 0 | [24 empty] | 0
4459614 | U MI CIT | LEVEL 6 | IDF 6-122C | 6-219 | NIR INVENTORY STORAGE | 2 |  | 3 |  |  | WIRED SPARE |  |  |  | WIRED SPARE |  |  |  | WIRED SPARE | [15 empty] | Radiology NIR-MR-OR | 2024-03-11 | [24 empty] | 0 | [18 empty] | 0 |  | 0 | [24 empty] | 0
4459634 | U MI CIT | LEVEL 6 | IDF 6-122C | 6-219 | NIR INVENTORY STORAGE | 3 |  | 3 |  |  | WIRED SPARE |  |  |  | WIRED SPARE |  |  |  | WIRED SPARE | [15 empty] | Radiology NIR-MR-OR | 2024-03-11 | [24 empty] | 0 | [18 empty] | 0 |  | 0 | [24 empty] | 0
4459694 | U MI CIT | LEVEL 6 | IDF 6-122C | 6-219 | NIR INVENTORY STORAGE | 4 |  | 3 |  |  | WIRED SPARE |  |  |  | WIRED SPARE |  |  |  | WIRED SPARE | [15 empty] | Radiology NIR-MR-OR | 2024-03-11 | [24 empty] | 0 | [18 empty] | 0 |  | 0 | [24 empty] | 0
4459714 | U MI CIT | LEVEL 6 | IDF 6-122C | 6-219 | NIR INVENTORY STORAGE | 5 |  | 3 |  |  | WIRED SPARE |  |  |  | WIRED SPARE |  |  |  | WIRED SPARE | [15 empty] | Radiology NIR-MR-OR | 2024-03-11 | [24 empty] | 0 | [18 empty] | 0 |  | 0 | [24 empty] | 0
4459734 | U MI CIT | LEVEL 6 | IDF 6-122C | 6-219 | NIR INVENTORY STORAGE | 6 |  | 3 |  |  | WIRED SPARE |  |  |  | WIRED SPARE |  |  |  | WIRED SPARE | [15 empty] | Radiology NIR-MR-OR | 2024-03-11 | [24 empty] | 0 | [18 empty] | 0 |  | 0 | [24 empty] | 0
4454346 | U MI CIT | LEVEL 6 | IDF 6-122C | 6-221 | NIR READING ROOM | 1 |  | 3 |  |  | PACS |  |  |  | WIRED SPARE |  |  |  | SPARE | [15 empty] | RADIOLOGY-NIR-MR-OR | 2024-03-11 | [24 empty] | 0 | [8 empty] | 1 | [9 empty] | 0 |  | 0 | [24 empty] | 0 | [11 empty] | “Precision 5860 Tower – Performance” BOM from the Dell punchout/Michigan Medicine Standards, and downgrade the 1350W PSU to 750W PSU
6962319 | U MI CIT | LEVEL 3 | IDF 3-304C | 3-003 | PATIENT AND FAMILY LIBRARY | 4 |  | 3 |  |  | WORKSTATION |  |  |  | PRINTER |  |  |  | FAX | [15 empty] | PATIENT/FAMILY | 2024-06-28 | [5 empty] | Y | [14 empty] | PAPV0000 |  | PRT-PAV0302 |  | 0 | 1 |  |  |  |  | 1 | [8 empty] | 1 |  |  | 1 | 0 |  | 0 | [15 empty] | 1 | [8 empty] | 0 | [8 empty] | ANLG-FAX |  |  | New DID, CSS 50, no VM
4453376 | U MI CIT | LEVEL 6 | IDF 6-122C | 6-221 | NIR READING ROOM | 3 |  | 3 |  |  | PRINTER |  |  |  | WIRED SPARE |  |  |  | SPARE | [15 empty] | RADIOLOGY-NIR-MR-OR | 2024-03-11 | [22 empty] | PRT-PAV0609 |  | 0 | [18 empty] | 0 |  | 0 | [12 empty] | 1 | [11 empty] | 0
4386828 | U MI CIT | LEVEL 3 | IDF 3-122C | 3-025 | HELP ME NOW | 2 |  | 3 |  |  | PHONE/WORKSTATION |  |  |  | WIRED SPARE |  |  |  | FAX | [15 empty] | HITS-HELP ME NOW | 2024-03-06 | [5 empty] | Y | [14 empty] | WSHMN007 |  |  |  | 0 |  |  | 1 |  |  |  |  | 1 |  |  | 2 |  |  |  | 2 |  |  |  | 0 |  | 0 | [24 empty] | 0 |  |  |  | 8811 |  |  |  |  | ANLG-FAX |  |  | New DID, CSS 40, no VM, ANLG TBD New DID, CSS 40 no VM, RS-232 ports are needed
4454118 | U MI CIT | LEVEL 6 | IDF 6-122C | 6-221 | NIR READING ROOM | 5 |  | 3 |  |  | WORKSTATION |  |  |  | PHONE |  |  |  | SPARE | [15 empty] | RADIOLOGY-NIR-MR-OR | 2024-03-11 | [24 empty] | 0 |  |  | 1 |  |  |  |  | 1 | [5 empty] | 2 |  |  |  | 1 | 0 |  | 0 | [24 empty] | 0
5200220 | U MI CIT | LEVEL 6 | IDF 6-122C | 6-223 | NEURO IR (CT/BI-PLANE) | 19 |  | AV |  |  | MEDICAL DIGITAL SIGN MONITORING |  |  |  | MEDICAL DIGITAL SIGN CORE PC | [19 empty] | RADIOLOGY-NIR-MR-OR | 2024-03-11 | Neuro IR 9 |  |  | Y | [9 empty] | PERI-OP | MD | [9 empty] | 0 | [18 empty] | 0 |  | 0 | [24 empty] | 0
4454622 | U MI CIT | LEVEL 6 | IDF 6-122C | 6-223 | NEURO IR (CT/BI-PLANE) | 1 |  | 3 |  |  | WIRED SPARE |  |  |  | WIRED SPARE |  |  |  | WIRED SPARE | [15 empty] | RADIOLOGY-NIR-MR-OR | 2024-03-11 | Neuro IR 9 | [23 empty] | 0 | [18 empty] | 0 |  | 0 | [24 empty] | 0
4453656 | U MI CIT | LEVEL 6 | IDF 6-122C | 6-223 | NEURO IR (CT/BI-PLANE) | 2 |  | 3 |  |  | WIRED SPARE |  |  |  | WIRED SPARE |  |  |  | WIRED SPARE | [15 empty] | RADIOLOGY-NIR-MR-OR | 2024-03-11 | Neuro IR 9 | [23 empty] | 0 | [18 empty] | 0 |  | 0 | [24 empty] | 0
4453636 | U MI CIT | LEVEL 6 | IDF 6-122C | 6-223 | NEURO IR (CT/BI-PLANE) | 4 |  | 3 |  |  | WIRED SPARE |  |  |  | WIRED SPARE |  |  |  | WIRED SPARE | [15 empty] | RADIOLOGY-NIR-MR-OR | 2024-03-11 | Neuro IR 9 | [23 empty] | 0 | [18 empty] | 0 |  | 0 | [24 empty] | 0
4453596 | U MI CIT | LEVEL 6 | IDF 6-122C | 6-223 | NEURO IR (CT/BI-PLANE) | 6 |  | 3 |  |  | WIRED SPARE |  |  |  | WIRED SPARE |  |  |  | WIRED SPARE | [15 empty] | RADIOLOGY-NIR-MR-OR | 2024-03-11 | Neuro IR 9 | [23 empty] | 0 | [18 empty] | 0 |  | 0 | [24 empty] | 0
4459366 | U MI CIT | LEVEL 6 | IDF 6-122C | 6-223 | NEURO IR (CT/BI-PLANE) | 7 |  | PM |  |  | PHYSIO MONITOR |  |  |  | PHYSIO MONITOR |  |  |  | SPARE | [7 empty] | CAPSULE P-P | [7 empty] | RADIOLOGY-NIR-MR-OR | 2024-03-11 | Neuro IR 9 | [23 empty] | 0 | [18 empty] | 0 |  | 0 | [24 empty] | 0
4453556 | U MI CIT | LEVEL 6 | IDF 6-122C | 6-223 | NEURO IR (CT/BI-PLANE) | 8 |  | 3 |  |  | Pyxis MedStation (NPE01) |  |  |  | WIRED SPARE |  |  |  | SPARE | [15 empty] | RADIOLOGY-NIR-MR-OR | 2024-03-11 | Neuro IR 9 | [23 empty] | 0 | [18 empty] | 0 |  | 0 | [24 empty] | 0
4453576 | U MI CIT | LEVEL 6 | IDF 6-122C | 6-223 | NEURO IR (CT/BI-PLANE) | 9 |  | 3 |  |  | WIRED SPARE |  |  |  | WIRED SPARE |  |  |  | WIRED SPARE | [15 empty] | RADIOLOGY-NIR-MR-OR | 2024-03-11 | Neuro IR 9 | [23 empty] | 0 | [18 empty] | 0 |  | 0 | [24 empty] | 0
4455208 | U MI CIT | LEVEL 6 | IDF 6-122C | 6-223 | NEURO IR (CT/BI-PLANE) | 11 |  | 4 |  |  | WIRED SPARE |  |  |  | WIRED SPARE |  |  |  | WIRED SPARE | [15 empty] | RADIOLOGY-NIR-MR-OR | 2024-03-11 | Neuro IR 9 | [23 empty] | 0 | [18 empty] | 0 |  | 0 | [24 empty] | 0
4453456 | U MI CIT | LEVEL 6 | IDF 6-122C | 6-223 | NEURO IR (CT/BI-PLANE) | 13 |  | 3 |  |  | WIRED SPARE |  |  |  | WIRED SPARE |  |  |  | WIRED SPARE | [15 empty] | RADIOLOGY-NIR-MR-OR | 2024-03-11 | Neuro IR 9 | [23 empty] | 0 | [18 empty] | 0 |  | 0 | [24 empty] | 0
4453436 | U MI CIT | LEVEL 6 | IDF 6-122C | 6-223 | NEURO IR (CT/BI-PLANE) | 14 |  | 3 |  |  | WIRED SPARE |  |  |  | WIRED SPARE |  |  |  | WIRED SPARE | [15 empty] | RADIOLOGY-NIR-MR-OR | 2024-03-11 | Neuro IR 9 | [23 empty] | 0 | [18 empty] | 0 |  | 0 | [24 empty] | 0
4453396 | U MI CIT | LEVEL 6 | IDF 6-122C | 6-223 | NEURO IR (CT/BI-PLANE) | 15 |  | 3 |  |  | WORKSTATION |  |  |  | WIRED SPARE |  |  |  | SPARE | [15 empty] | RADIOLOGY-NIR-MR-OR | 2024-03-11 | Neuro IR 9 | [23 empty] | 0 |  |  |  | 1 |  | 1 | [8 empty] | 1 |  |  | 1 | 0 |  | 0 |  |  | 1 | [21 empty] | 0
4453336 | U MI CIT | LEVEL 6 | IDF 6-122C | 6-223 | NEURO IR (CT/BI-PLANE) | 16 |  | 3 |  |  | WIRED SPARE |  |  |  | WIRED SPARE |  |  |  | WIRED SPARE | [15 empty] | RADIOLOGY-NIR-MR-OR | 2024-03-11 | Neuro IR 9 | [23 empty] | 0 | [18 empty] | 0 |  | 0 | [24 empty] | 0
4453356 | U MI CIT | LEVEL 6 | IDF 6-122C | 6-223 | NEURO IR (CT/BI-PLANE) | 18 |  | 3 |  |  | Pyxis Anesthesia (NPA01) |  |  |  | Pyxis Anesthesia Codonics (NPA01P) |  |  |  | SPARE | [15 empty] | RADIOLOGY-NIR-MR-OR | 2024-03-11 | Neuro IR 9 | [23 empty] | 0 | [18 empty] | 0 |  | 0 | [24 empty] | 0
4459493 | U MI CIT | LEVEL 6 | IDF 6-122C | 6-223 | NEURO IR (CT/BI-PLANE) | 20 |  | PM |  |  | PHYSIO MONITOR |  |  |  | PHYSIO MONITOR |  |  |  | SPARE | [7 empty] | CAPSULE P-P | [7 empty] | RADIOLOGY-NIR-MR-OR | 2024-03-11 | Neuro IR 9 | [23 empty] | 0 | [18 empty] | 0 |  | 0 | [24 empty] | 0
5459466 | U MI CIT | LEVEL 6 | IDF 6-122C | 6-223 | NEURO IR (CT/BI-PLANE) | 21 |  | 3 |  |  | WIRED SPARE |  |  |  | WIRED SPARE |  |  |  | WIRED SPARE | [15 empty] | RADIOLOGY-NIR-MR-OR | 2024-03-11 | Neuro IR 9 | [23 empty] | 0 | [18 empty] | 0 |  | 0 | [24 empty] | 0
4453476 | U MI CIT | LEVEL 6 | IDF 6-122C | 6-223 | NEURO IR (CT/BI-PLANE) | 22 |  | 3 |  |  | WIRED SPARE |  |  |  | WIRED SPARE |  |  |  | WIRED SPARE | [15 empty] | RADIOLOGY-NIR-MR-OR | 2024-03-11 | Neuro IR 9 | [23 empty] | 0 | [18 empty] | 0 |  | 0 | [24 empty] | 0
4385867 | U MI CIT | LEVEL 3 | IDF 3-122C | 3-113 | WORKSTATION, HOTELING | 1 |  | 3 |  |  | PRINTER |  |  |  | FAX |  |  |  | SPARE | [15 empty] | RADIOLOGY-NIR-MR-OR | 2024-04-04 | [5 empty] | Y | [16 empty] | PRT-PAV0326 |  | 0 | [18 empty] | 0 |  | 0 | [15 empty] | 1 | [8 empty] | 0 | [8 empty] | ANLG-FAX |  |  | New DID, CSS 40, no VM
5459482 | U MI CIT | LEVEL 6 | IDF 6-122C | 6-223 | NEURO IR (CT/BI-PLANE) | 24 |  | 3 |  |  | PRINTER |  |  |  | LABEL PRINTER |  |  |  | LABEL PRINTER | [15 empty] | RADIOLOGY-NIR-MR-OR | 2024-03-11 | Neuro IR 9 | [21 empty] | PRT-PAV0622 | PRT-PAV0623 | 0 | [18 empty] | 0 |  | 0 | [21 empty] | 2 |  |  | 0
5459498 | U MI CIT | LEVEL 6 | IDF 6-122C | 6-223 | NEURO IR (CT/BI-PLANE) | 25 |  | 3 |  |  | PRINTER |  |  |  | LABEL PRINTER |  |  |  | LABEL PRINTER | [15 empty] | RADIOLOGY-NIR-MR-OR | 2024-03-11 | Neuro IR 9 | [21 empty] | PRT-PAV0624 | PRT-PAV0625 | 0 | [18 empty] | 0 |  | 0 | [21 empty] | 2 |  |  | 0
6570867 | U MI CIT | LEVEL 3 | IDF 3-122C | 3-135 | INVENTORY ROOM | 1 |  | 3 |  |  | PHONE/WORKSTATION |  |  |  | PRINTER |  |  |  | FAX | [15 empty] | RADIOLOGY-NIR-MR-OR | 2024-03-19 | [5 empty] | Y | [14 empty] | WSPV0130 |  | PRT-PAV0301 |  | 0 |  |  | 1 |  |  |  |  | 1 | [6 empty] | 1 |  |  | 1 | 0 |  | 0 | [13 empty] | 1 | [10 empty] | 0 |  |  |  | 8811 |  |  |  |  | ANLG-FAX |  |  | New DID, CSS 40, no VM - New DID, CSS 40, no VM
4459527 | U MI CIT | LEVEL 6 | IDF 6-122C | 6-223A | NIR CONTROL | 1 |  | PM |  |  | PHYSIO MONITOR |  |  |  | PHYSIO MONITOR |  |  |  | SPARE | [7 empty] | CAPSULE P-P | [7 empty] | RADIOLOGY-NIR-MR-OR | 2024-03-11 | [24 empty] | 0 | [18 empty] | 0 |  | 0 | [24 empty] | 0
4454870 | U MI CIT | LEVEL 6 | IDF 6-122C | 6-223A | NIR CONTROL | 3 |  | 3 |  |  | WORKSTATION |  |  |  | WIRED SPARE |  |  |  | SPARE | [15 empty] | RADIOLOGY-NIR-MR-OR | 2024-03-11 | [24 empty] | 0 |  |  |  | 1 |  | 1 | [8 empty] | 1 |  |  | 1 | 0 |  | 0 |  |  | 1 | [21 empty] | 0
4453260 | U MI CIT | LEVEL 6 | IDF 6-122C | 6-223A | NIR CONTROL | 4 |  | 3 |  |  | WORKSTATION |  |  |  | WIRED SPARE |  |  |  | SPARE | [15 empty] | RADIOLOGY-NIR-MR-OR | 2024-03-11 | [24 empty] | 0 |  |  |  | 1 |  | 1 | [8 empty] | 1 |  |  | 1 | 0 |  | 0 |  |  | 1 | [21 empty] | 0
4453288 | U MI CIT | LEVEL 6 | IDF 6-122C | 6-223A | NIR CONTROL | 6 |  | 3 |  |  | WORKSTATION |  |  |  | WIRED SPARE |  |  |  | SPARE | [15 empty] | RADIOLOGY-NIR-MR-OR | 2024-03-11 | [24 empty] | 0 |  |  |  | 1 |  | 1 | [8 empty] | 1 |  |  | 1 | 0 |  | 0 |  |  | 1 | [21 empty] | 0
4453316 | U MI CIT | LEVEL 6 | IDF 6-122C | 6-223A | NIR CONTROL | 7 |  | 3 |  |  | PRINTER |  |  |  | WIRED SPARE |  |  |  | SPARE | [15 empty] | RADIOLOGY-NIR-MR-OR | 2024-03-11 | [22 empty] | PRT-PAV0601 |  | 0 | [18 empty] | 0 |  | 0 | [9 empty] | 1 | [14 empty] | 0
4454366 | U MI CIT | LEVEL 6 | IDF 6-122C | 6-223A | NIR CONTROL | 8 |  | 3 |  |  | WIRED SPARE |  |  |  | WIRED SPARE |  |  |  | WIRED SPARE | [15 empty] | RADIOLOGY-NIR-MR-OR | 2024-03-11 | [24 empty] | 0 | [18 empty] | 0 |  | 0 | [24 empty] | 0
4454792 | U MI CIT | LEVEL 6 | IDF 6-122C | 6-223A | NIR CONTROL | 10 |  | 3 |  |  | WIRED SPARE |  |  |  | WIRED SPARE |  |  |  | WIRED SPARE | [15 empty] | RADIOLOGY-NIR-MR-OR | 2024-03-11 | [24 empty] | 0 | [18 empty] | 0 |  | 0 | [24 empty] | 0
10522875 | U MI CIT | LEVEL 6 | IDF 6-122C | 6-223B | NIR COMPUTER RM | 28 |  | 4 |  |  | MEDICAL EQUIPMENT-FIXED |  |  |  | WIRED SPARE |  |  |  | SPARE | [15 empty] | RADIOLOGY-NIR-MR-OR | 2024-03-11 | [24 empty] | 0 | [18 empty] | 0 |  | 0 | [24 empty] | 0
4458545 | U MI CIT | LEVEL 6 | IDF 6-238C | 6-311 | ANESTHESIA WORKROOM | 2 |  | AV |  |  | MEDICAL DIGITAL SIGN MONITORING |  |  |  | MEDICAL DIGITAL SIGN CORE PC | [19 empty] | ANESTHESIA | 2024-03-11 | [13 empty] | PERI-OP | MD | [9 empty] | 0 | [18 empty] | 0 |  | 0 | [24 empty] | 0
4458680 | U MI CIT | LEVEL 6 | IDF 6-238C | 6-311 | ANESTHESIA WORKROOM | 1 |  | AS |  |  | PHONE |  |  |  | WIRED SPARE |  |  |  | WORKSTATION | [7 empty] | PHYSIO MONITOR | [7 empty] | ANESTHESIA | 2024-03-11 | [5 empty] | Y | [18 empty] | 0 |  |  |  | 1 |  | 1 | [7 empty] | 1 |  |  |  | 1 | 0 |  | 0 |  |  | 1 | [13 empty] | 2 | [7 empty] | 0 |  |  |  | 8811 | [7 empty] | New DID, CSS 40, no VM
4596732 | U MI CIT | LEVEL 6 | IDF 6-304C | 6-467 | ANESTHESIA WORKROOM (SAFE) | 1 |  | 3 |  |  | WORKSTATION |  |  |  | WIRED SPARE |  |  |  | SPARE | [15 empty] | ANESTHESIA WORKROOM | 2024-03-11 | [24 empty] | 0 |  |  |  | 1 |  | 1 | [7 empty] | 1 |  |  |  | 1 | 0 |  | 0 |  |  | 1 | [21 empty] | 0
4596764 | U MI CIT | LEVEL 6 | IDF 6-304C | 6-467 | ANESTHESIA WORKROOM (SAFE) | 2 |  | 3 |  |  | PHONE/WORKSTATION |  |  |  | WIRED SPARE |  |  |  | SPARE | [15 empty] | ANESTHESIA WORKROOM | 2024-03-11 | [5 empty] | Y | [18 empty] | 0 |  |  |  | 1 |  | 1 | [7 empty] | 1 |  |  |  | 1 | 0 |  | 0 |  |  | 1 | [21 empty] | 0 |  |  |  | 8811 | [7 empty] | New DID, CSS 40, no VM
4596740 | U MI CIT | LEVEL 6 | IDF 6-304C | 6-467 | ANESTHESIA WORKROOM (SAFE) | 3 |  | 3 |  |  | WORKSTATION |  |  |  | WIRED SPARE |  |  |  | SPARE | [15 empty] | ANESTHESIA WORKROOM | 2024-03-11 | [24 empty] | 0 |  |  |  | 1 |  | 1 | [7 empty] | 1 |  |  |  | 1 | 0 |  | 0 |  |  | 1 | [21 empty] | 0
4596748 | U MI CIT | LEVEL 6 | IDF 6-304C | 6-467 | ANESTHESIA WORKROOM (SAFE) | 5 |  | 3 |  |  | PHONE/WORKSTATION |  |  |  | WIRED SPARE |  |  |  | SPARE | [15 empty] | ANESTHESIA WORKROOM | 2024-03-11 | [5 empty] | Y | [18 empty] | 0 |  |  |  | 1 |  | 1 | [7 empty] | 1 |  |  |  | 1 | 0 |  | 0 |  |  | 1 | [21 empty] | 0 |  |  |  | 8811 | [7 empty] | New DID, CSS 40, no VM
4596780 | U MI CIT | LEVEL 6 | IDF 6-304C | 6-467 | ANESTHESIA WORKROOM (SAFE) | 6 |  | 3 |  |  | WORKSTATION |  |  |  | WIRED SPARE |  |  |  | SPARE | [15 empty] | ANESTHESIA WORKROOM | 2024-03-11 | [24 empty] | 0 |  |  |  | 1 |  | 1 | [7 empty] | 1 |  |  |  | 1 | 0 |  | 0 |  |  | 1 | [21 empty] | 0
4596788 | U MI CIT | LEVEL 6 | IDF 6-304C | 6-467 | ANESTHESIA WORKROOM (SAFE) | 7 |  | 3 |  |  | WORKSTATION |  |  |  | WIRED SPARE |  |  |  | SPARE | [15 empty] | ANESTHESIA WORKROOM | 2024-03-11 | [24 empty] | 0 |  |  |  | 1 |  | 1 | [7 empty] | 1 |  |  |  | 1 | 0 |  | 0 |  |  | 1 | [21 empty] | 0
4596756 | U MI CIT | LEVEL 6 | IDF 6-304C | 6-467 | ANESTHESIA WORKROOM (SAFE) | 8 |  | 3 |  |  | PHONE/WORKSTATION |  |  |  | WIRED SPARE |  |  |  | SPARE | [15 empty] | ANESTHESIA WORKROOM | 2024-03-11 | [5 empty] | Y | [18 empty] | 0 |  |  |  | 1 |  | 1 | [7 empty] | 1 |  |  |  | 1 | 0 |  | 0 |  |  | 1 | [21 empty] | 0 |  |  |  | 8811 | [7 empty] | New DID, CSS 40, no VM
4319982 | U MI CIT | LEVEL 5 | IDF 5-304C | 5-402 | OFFICE, MANAGER | 1 |  | 3 |  |  | PHONE/WORKSTATION |  |  |  | WIRED SPARE |  |  |  | SPARE | [15 empty] | CSPD | 2024-03-13 | [5 empty] | Y | [18 empty] | 0 |  |  | 1 |  |  |  |  | 1 | [5 empty] | 2 |  |  |  | 1 | 0 |  | 0 | [24 empty] | 0 |  |  |  | 8811 | [7 empty] | New DID, CSS 40, VM Yes
4320038 | U MI CIT | LEVEL 5 | IDF 5-304C | 5-402 | OFFICE, MANAGER | 2 |  | 3 |  |  | WIRED SPARE |  |  |  | WIRED SPARE |  |  |  | WIRED SPARE | [15 empty] | CSPD | 2024-03-13 | [24 empty] | 0 | [18 empty] | 0 |  | 0 | [24 empty] | 0
11016984 | U MI CIT | LEVEL 5 | IDF 5-304C | 5-404 | WORKSTATION, ADMIN | 1 |  | 3 |  |  | WIRED SPARE |  |  |  | WIRED SPARE |  |  |  | WIRED SPARE | [15 empty] | CSPD | 2024-03-13 | [24 empty] | 0 | [18 empty] | 0 |  | 0 | [24 empty] | 0
6672811 | U MI CIT | LEVEL 5 | IDF 5-304C | 5-404 | WORKSTATION, ADMIN | 2 |  | 3 |  |  | PHONE/WORKSTATION |  |  |  | WIRED SPARE |  |  |  | SPARE | [15 empty] | CSPD | 2024-03-13 | [5 empty] | Y | [18 empty] | 0 |  |  | 1 |  |  |  |  | 1 | [5 empty] | 2 |  |  |  | 1 | 0 |  | 0 | [24 empty] | 0 |  |  |  | 8811 | [7 empty] | New DID, CSS 40, VM Yes
4429475 | U MI CIT | LEVEL 5 | IDF 5-304C | 5-405 | CSPD DECONTAM | 6 |  | AV |  |  | MEDICAL DIGITAL SIGN MONITORING |  |  |  | MEDICAL DIGITAL SIGN CORE PC | [19 empty] | CSPD | 2024-03-13 | [13 empty] | PERI-OP | [10 empty] | 0 | [18 empty] | 0 |  | 0 | [24 empty] | 0
4429467 | U MI CIT | LEVEL 5 | IDF 5-304C | 5-405 | CSPD DECONTAM | 9 |  | AV |  |  | MEDICAL DIGITAL SIGN MONITORING |  |  |  | MEDICAL DIGITAL SIGN CORE PC | [19 empty] | CSPD | 2024-03-13 | [13 empty] | PERI-OP | [10 empty] | 0 | [18 empty] | 0 |  | 0 | [24 empty] | 0
4429374 | U MI CIT | LEVEL 5 | IDF 5-304C | 5-405 | CSPD DECONTAM | 0 |  | 3 |  |  | WIRED SPARE |  |  |  | WIRED SPARE |  |  |  | WIRED SPARE | [15 empty] | CSPD | 2024-03-13 | [24 empty] | 0 | [18 empty] | 0 |  | 0 | [24 empty] | 0
6696252 | U MI CIT | LEVEL 5 | IDF 5-304C | 5-405 | CSPD DECONTAM | 1 |  | 3 |  |  | WIRED SPARE |  |  |  | WIRED SPARE |  |  |  | WIRED SPARE | [15 empty] | CSPD | 2024-03-13 | [24 empty] | 0 | [18 empty] | 0 |  | 0 | [24 empty] | 0
4429517 | U MI CIT | LEVEL 5 | IDF 5-304C | 5-405 | CSPD DECONTAM | 2 |  | 3 |  |  | PHONE/WORKSTATION |  |  |  | WIRED SPARE |  |  |  | SPARE | [15 empty] | CSPD | 2024-03-13 | [5 empty] | Y | [18 empty] | 0 |  |  | 1 |  |  |  |  | 1 | [6 empty] | 1 |  |  |  | 0 |  | 0 | 1 | [23 empty] | 0 |  |  |  | 8811 | [7 empty] | New DID, CSS 40, no VM
4429509 | U MI CIT | LEVEL 5 | IDF 5-304C | 5-405 | CSPD DECONTAM | 3 |  | 3 |  |  | WIRED SPARE |  |  |  | WIRED SPARE |  |  |  | WIRED SPARE | [15 empty] | CSPD | 2024-03-13 | [24 empty] | 0 | [18 empty] | 0 |  | 0 | [24 empty] | 0
4429390 | U MI CIT | LEVEL 5 | IDF 5-304C | 5-405 | CSPD DECONTAM | 4 |  | 3 |  |  | WIRED SPARE |  |  |  | WIRED SPARE |  |  |  | WIRED SPARE | [15 empty] | CSPD | 2024-03-13 | [24 empty] | 0 | [18 empty] | 0 |  | 0 | [24 empty] | 0
4429382 | U MI CIT | LEVEL 5 | IDF 5-304C | 5-405 | CSPD DECONTAM | 5 |  | 3 |  |  | WIRED SPARE |  |  |  | WIRED SPARE |  |  |  | WIRED SPARE | [15 empty] | CSPD | 2024-03-13 | [24 empty] | 0 | [18 empty] | 0 |  | 0 | [24 empty] | 0
6696353 | U MI CIT | LEVEL 5 | IDF 5-304C | 5-405 | CSPD DECONTAM | 7 |  | 3 |  |  | WIRED SPARE |  |  |  | WIRED SPARE |  |  |  | WIRED SPARE | [15 empty] | CSPD | 2024-03-13 | [24 empty] | 0 | [18 empty] | 0 |  | 0 | [24 empty] | 0
6696488 | U MI CIT | LEVEL 5 | IDF 5-304C | 5-405 | CSPD DECONTAM | 10 |  | 3 |  |  | WIRED SPARE |  |  |  | WIRED SPARE |  |  |  | WIRED SPARE | [15 empty] | CSPD | 2024-03-13 | [24 empty] | 0 | [18 empty] | 0 |  | 0 | [24 empty] | 0
4429451 | U MI CIT | LEVEL 5 | IDF 5-304C | 5-405 | CSPD DECONTAM | 11 |  | W |  |  | PHONE | [23 empty] | CSPD | 2024-03-13 | [5 empty] | Y | [18 empty] | 0 | [18 empty] | 0 |  | 0 | [24 empty] | 0 |  |  |  | 8811W |  | NEED KIT | [5 empty] | Need WMK New DID, CSS 40 no VM
4429847 | U MI CIT | LEVEL 5 | IDF 5-304C | 5-405 | CSPD DECONTAM | 12 |  | 3 |  |  | MEDICAL EQUIPMENT-FIXED |  |  |  | WIRED SPARE |  |  |  | SPARE | [15 empty] | CSPD | 2024-03-13 | [24 empty] | 0 | [18 empty] | 0 |  | 0 | [24 empty] | 0
4429944 | U MI CIT | LEVEL 5 | IDF 5-304C | 5-405 | CSPD DECONTAM | 13 |  | 3 |  |  | MEDICAL EQUIPMENT-FIXED |  |  |  | WIRED SPARE |  |  |  | SPARE | [15 empty] | CSPD | 2024-03-13 | [24 empty] | 0 | [18 empty] | 0 |  | 0 | [24 empty] | 0
4429665 | U MI CIT | LEVEL 5 | IDF 5-304C | 5-405 | CSPD DECONTAM | 14 |  | 3 |  |  | MEDICAL EQUIPMENT-FIXED |  |  |  | WIRED SPARE |  |  |  | SPARE | [15 empty] | CSPD | 2024-03-13 | [24 empty] | 0 | [18 empty] | 0 |  | 0 | [24 empty] | 0
4429657 | U MI CIT | LEVEL 5 | IDF 5-304C | 5-405 | CSPD DECONTAM | 15 |  | 3 |  |  | MEDICAL EQUIPMENT-FIXED |  |  |  | WIRED SPARE |  |  |  | SPARE | [15 empty] | CSPD | 2024-03-13 | [24 empty] | 0 | [18 empty] | 0 |  | 0 | [24 empty] | 0
4429649 | U MI CIT | LEVEL 5 | IDF 5-304C | 5-405 | CSPD DECONTAM | 16 |  | 3 |  |  | MEDICAL EQUIPMENT-FIXED |  |  |  | WIRED SPARE |  |  |  | SPARE | [15 empty] | CSPD | 2024-03-13 | [24 empty] | 0 | [18 empty] | 0 |  | 0 | [24 empty] | 0
4429641 | U MI CIT | LEVEL 5 | IDF 5-304C | 5-405 | CSPD DECONTAM | 17 |  | 3 |  |  | MEDICAL EQUIPMENT-FIXED |  |  |  | WIRED SPARE |  |  |  | SPARE | [15 empty] | CSPD | 2024-03-13 | [24 empty] | 0 | [18 empty] | 0 |  | 0 | [24 empty] | 0
4429624 | U MI CIT | LEVEL 5 | IDF 5-304C | 5-405 | CSPD DECONTAM | 18 |  | 3 |  |  | MEDICAL EQUIPMENT-FIXED |  |  |  | WIRED SPARE |  |  |  | SPARE | [15 empty] | CSPD | 2024-03-13 | [24 empty] | 0 | [18 empty] | 0 |  | 0 | [24 empty] | 0
6990146 | U MI CIT | LEVEL 5 | IDF 5-304C | 5-405 | CSPD DECONTAM | 19 |  | 3 |  |  | WORKSTATION |  |  |  | WIRED SPARE |  |  |  | SPARE | [15 empty] | CSPD | 2024-03-13 | [18 empty] | 1 | 36-inch counter top mounted post, short arms for, monitor, KB, mouse, wired bcma scanner, rear mount plate for CPU |  |  |  |  | 0 | [5 empty] | 1 | [7 empty] | 1 |  |  |  | 1 | 0 |  | 0 | 1 | [23 empty] | 0
6990132 | U MI CIT | LEVEL 5 | IDF 5-304C | 5-405 | CSPD DECONTAM | 20 |  | 3 |  |  | WORKSTATION |  |  |  | WIRED SPARE |  |  |  | SPARE | [15 empty] | CSPD | 2024-03-13 | [18 empty] | 1 | 36-inch counter top mounted post, short arms for, monitor, KB, mouse, wired bcma scanner, rear mount plate for CPU |  |  |  |  | 0 | [5 empty] | 1 | [7 empty] | 1 |  |  |  | 1 | 0 |  | 0 | 1 | [23 empty] | 0
6990118 | U MI CIT | LEVEL 5 | IDF 5-304C | 5-405 | CSPD DECONTAM | 21 |  | 3 |  |  | WORKSTATION |  |  |  | WIRED SPARE |  |  |  | SPARE | [15 empty] | CSPD | 2024-03-13 | [18 empty] | 1 | 36-inch counter top mounted post, short arms for, monitor, KB, mouse, wired bcma scanner, rear mount plate for CPU |  |  |  |  | 0 | [5 empty] | 1 | [7 empty] | 1 |  |  |  | 1 | 0 |  | 0 | 1 | [23 empty] | 0
6990104 | U MI CIT | LEVEL 5 | IDF 5-304C | 5-405 | CSPD DECONTAM | 22 |  | 3 |  |  | WORKSTATION |  |  |  | WIRED SPARE |  |  |  | SPARE | [15 empty] | CSPD | 2024-03-13 | [18 empty] | 1 | 36-inch counter top mounted post, short arms for, monitor, KB, mouse, wired bcma scanner, rear mount plate for CPU |  |  |  |  | 0 | [5 empty] | 1 | [7 empty] | 1 |  |  |  | 1 | 0 |  | 0 | 1 | [23 empty] | 0
6990090 | U MI CIT | LEVEL 5 | IDF 5-304C | 5-405 | CSPD DECONTAM | 23 |  | 3 |  |  | WORKSTATION |  |  |  | WIRED SPARE |  |  |  | SPARE | [15 empty] | CSPD | 2024-03-13 | [18 empty] | 1 | 36-inch counter top mounted post, short arms for, monitor, KB, mouse, wired bcma scanner, rear mount plate for CPU |  |  |  |  | 0 | [5 empty] | 1 | [7 empty] | 1 |  |  |  | 1 | 0 |  | 0 | 1 | [23 empty] | 0
6990076 | U MI CIT | LEVEL 5 | IDF 5-304C | 5-405 | CSPD DECONTAM | 24 |  | 3 |  |  | WORKSTATION |  |  |  | WIRED SPARE |  |  |  | SPARE | [15 empty] | CSPD | 2024-03-13 | [18 empty] | 1 | 36-inch counter top mounted post, short arms for, monitor, KB, mouse, wired bcma scanner, rear mount plate for CPU |  |  |  |  | 0 | [5 empty] | 1 | [7 empty] | 1 |  |  |  | 1 | 0 |  | 0 | 1 | [23 empty] | 0
4317875 | U MI CIT | LEVEL 5 | IDF 5-304C | 5-406 | OFFICE, CSPD SUPERVISOR | 1 |  | 3 |  |  | PHONE/WORKSTATION |  |  |  | WIRED SPARE |  |  |  | SPARE | [15 empty] | CSPD | 2024-03-13 | [5 empty] | Y | [18 empty] | 0 |  |  | 1 |  |  |  |  | 1 | [5 empty] | 2 |  |  |  | 1 | 0 |  | 0 | [24 empty] | 0 |  |  |  | 8811 | [7 empty] | L1/L2 NEW DIDs, CSS 40, VM Yes
4318135 | U MI CIT | LEVEL 5 | IDF 5-304C | 5-406 | OFFICE, CSPD SUPERVISOR | 2 |  | 3 |  |  | PRINTER |  |  |  | WIRED SPARE |  |  |  | SPARE | [15 empty] | CSPD | 2024-03-13 | [24 empty] | 0 | [18 empty] | 0 |  | 0 | [11 empty] | 1 | [12 empty] | 0
4318407 | U MI CIT | LEVEL 5 | IDF 5-304C | 5-406 | OFFICE, CSPD SUPERVISOR | 3 |  | 3 |  |  | WORKSTATION |  |  |  | WIRED SPARE |  |  |  | SPARE | [15 empty] | CSPD | 2024-03-13 | [24 empty] | 0 |  |  | 1 |  |  |  |  | 1 | [5 empty] | 2 |  |  |  | 1 | 0 |  | 0 | [24 empty] | 0
4318465 | U MI CIT | LEVEL 5 | IDF 5-304C | 5-406 | OFFICE, CSPD SUPERVISOR | 4 |  | 3 |  |  | PHONE/WORKSTATION |  |  |  | WIRED SPARE |  |  |  | SPARE | [15 empty] | CSPD | 2024-03-13 | [5 empty] | Y | [18 empty] | 0 |  |  | 1 |  |  |  |  | 1 | [5 empty] | 2 |  |  |  | 1 | 0 |  | 0 | [24 empty] | 0 |  |  |  | 8811 | [7 empty] | L1/L2 NEW DIDs, CSS 40, VM Yes
4318519 | U MI CIT | LEVEL 5 | IDF 5-304C | 5-406 | OFFICE, CSPD SUPERVISOR | 5 |  | 3 |  |  | WORKSTATION |  |  |  | WIRED SPARE |  |  |  | SPARE | [15 empty] | CSPD | 2024-03-13 | [24 empty] | 0 |  |  | 1 |  |  |  |  | 1 | [5 empty] | 2 |  |  |  | 1 | 0 |  | 0 | [24 empty] | 0
4318581 | U MI CIT | LEVEL 5 | IDF 5-304C | 5-406 | OFFICE, CSPD SUPERVISOR | 6 |  | 3 |  |  | PHONE/WORKSTATION |  |  |  | WIRED SPARE |  |  |  | SPARE | [15 empty] | CSPD | 2024-03-13 | [5 empty] | Y | [18 empty] | 0 |  |  | 1 |  |  |  |  | 1 | [5 empty] | 2 |  |  |  | 1 | 0 |  | 0 | [24 empty] | 0 |  |  |  | 8811 | [7 empty] | New DID, CSS 40, VM Yes
4318183 | U MI CIT | LEVEL 5 | IDF 5-304C | 5-406A | OFFICE, EDUCATOR | 1 |  | 3 |  |  | WORKSTATION |  |  |  | WIRED SPARE |  |  |  | SPARE | [15 empty] | CSPD | 2024-03-13 | [24 empty] | 0 |  |  | 1 |  |  |  |  | 1 | [5 empty] | 2 |  |  |  | 1 | 0 |  | 0 |  | 1 | [22 empty] | 0
4319405 | U MI CIT | LEVEL 5 | IDF 5-304C | 5-406A | OFFICE, EDUCATOR | 2 |  | 3 |  |  | PHONE |  |  |  | WIRED SPARE |  |  |  | SPARE | [15 empty] | CSPD | 2024-03-13 | [5 empty] | Y | [18 empty] | 0 | [18 empty] | 0 |  | 0 | [24 empty] | 0 |  |  |  | 8811 | [7 empty] | New DID, CSS 40, VM Yes
4319385 | U MI CIT | LEVEL 5 | IDF 5-304C | 5-406A | OFFICE, EDUCATOR | 3 |  | 3 |  |  | WORKSTATION |  |  |  | WIRED SPARE |  |  |  | SPARE | [15 empty] | CSPD | 2024-03-13 | [24 empty] | 0 |  |  | 1 |  |  |  |  | 1 | [5 empty] | 2 |  |  |  | 1 | 0 |  | 0 | [24 empty] | 0
4429532 | U MI CIT | LEVEL 5 | IDF 5-304C | 5-407 | CSPD CLEAN | 19 |  | AV |  |  | MEDICAL DIGITAL SIGN MONITORING |  |  |  | MEDICAL DIGITAL SIGN CORE PC | [19 empty] | CSPD | 2024-03-13 | [13 empty] | PERI-OP | [10 empty] | 0 | [18 empty] | 0 |  | 0 | [24 empty] | 0
4430436 | U MI CIT | LEVEL 5 | IDF 5-304C | 5-407 | CSPD CLEAN | 25 |  | AV |  |  | MEDICAL DIGITAL SIGN MONITORING |  |  |  | MEDICAL DIGITAL SIGN CORE PC | [19 empty] | CSPD | 2024-03-13 | [13 empty] | PERI-OP | [10 empty] | 0 | [18 empty] | 0 |  | 0 | [24 empty] | 0
4430956 | U MI CIT | LEVEL 5 | IDF 5-304C | 5-407 | CSPD CLEAN | 1 |  | 3 |  |  | WIRED SPARE |  |  |  | WIRED SPARE |  |  |  | WIRED SPARE | [15 empty] | CSPD | 2024-03-13 | [24 empty] | 0 | [18 empty] | 0 |  | 0 | [24 empty] | 0
4430976 | U MI CIT | LEVEL 5 | IDF 5-304C | 5-407 | CSPD CLEAN | 2 |  | 3 |  |  | WIRED SPARE |  |  |  | WIRED SPARE |  |  |  | WIRED SPARE | [15 empty] | CSPD | 2024-03-13 | [24 empty] | 0 | [18 empty] | 0 |  | 0 | [24 empty] | 0
4430996 | U MI CIT | LEVEL 5 | IDF 5-304C | 5-407 | CSPD CLEAN | 3 |  | 3 |  |  | WIRED SPARE |  |  |  | WIRED SPARE |  |  |  | WIRED SPARE | [15 empty] | CSPD | 2024-03-13 | [24 empty] | 0 | [18 empty] | 0 |  | 0 | [24 empty] | 0
4431016 | U MI CIT | LEVEL 5 | IDF 5-304C | 5-407 | CSPD CLEAN | 4 |  | 3 |  |  | WIRED SPARE |  |  |  | WIRED SPARE |  |  |  | WIRED SPARE | [15 empty] | CSPD | 2024-03-13 | [24 empty] | 0 | [18 empty] | 0 |  | 0 | [24 empty] | 0
4431036 | U MI CIT | LEVEL 5 | IDF 5-304C | 5-407 | CSPD CLEAN | 5 |  | 3 |  |  | WIRED SPARE |  |  |  | WIRED SPARE |  |  |  | WIRED SPARE | [15 empty] | CSPD | 2024-03-13 | [24 empty] | 0 | [18 empty] | 0 |  | 0 | [24 empty] | 0
4431056 | U MI CIT | LEVEL 5 | IDF 5-304C | 5-407 | CSPD CLEAN | 6 |  | 3 |  |  | WIRED SPARE |  |  |  | WIRED SPARE |  |  |  | WIRED SPARE | [15 empty] | CSPD | 2024-03-13 | [24 empty] | 0 | [18 empty] | 0 |  | 0 | [24 empty] | 0
4431076 | U MI CIT | LEVEL 5 | IDF 5-304C | 5-407 | CSPD CLEAN | 7 |  | 3 |  |  | WIRED SPARE |  |  |  | WIRED SPARE |  |  |  | WIRED SPARE | [15 empty] | CSPD | 2024-03-13 | [24 empty] | 0 | [18 empty] | 0 |  | 0 | [24 empty] | 0
4431096 | U MI CIT | LEVEL 5 | IDF 5-304C | 5-407 | CSPD CLEAN | 8 |  | 3 |  |  | WIRED SPARE |  |  |  | WIRED SPARE |  |  |  | WIRED SPARE | [15 empty] | CSPD | 2024-03-13 | [24 empty] | 0 | [18 empty] | 0 |  | 0 | [24 empty] | 0
4431116 | U MI CIT | LEVEL 5 | IDF 5-304C | 5-407 | CSPD CLEAN | 9 |  | 3 |  |  | WIRED SPARE |  |  |  | WIRED SPARE |  |  |  | WIRED SPARE | [15 empty] | CSPD | 2024-03-13 | [24 empty] | 0 | [18 empty] | 0 |  | 0 | [24 empty] | 0
4431136 | U MI CIT | LEVEL 5 | IDF 5-304C | 5-407 | CSPD CLEAN | 10 |  | 3 |  |  | WIRED SPARE |  |  |  | WIRED SPARE |  |  |  | WIRED SPARE | [15 empty] | CSPD | 2024-03-13 | [24 empty] | 0 | [18 empty] | 0 |  | 0 | [24 empty] | 0
4431156 | U MI CIT | LEVEL 5 | IDF 5-304C | 5-407 | CSPD CLEAN | 11 |  | 3 |  |  | WIRED SPARE |  |  |  | WIRED SPARE |  |  |  | WIRED SPARE | [15 empty] | CSPD | 2024-03-13 | [24 empty] | 0 | [18 empty] | 0 |  | 0 | [24 empty] | 0
4431176 | U MI CIT | LEVEL 5 | IDF 5-304C | 5-407 | CSPD CLEAN | 12 |  | 3 |  |  | WORKSTATION |  |  |  | WIRED SPARE |  |  |  | SPARE | [15 empty] | CSPD | 2024-03-13 | [24 empty] | 0 |  |  | 1 |  |  |  |  | 1 | [6 empty] | 1 |  |  | 1 | 0 |  | 0 | 1 | [23 empty] | 0
4432163 | U MI CIT | LEVEL 5 | IDF 5-304C | 5-407 | CSPD CLEAN | 13 |  | ID |  |  | STATUS BOARD |  |  |  | WIRED SPARE | [19 empty] | CSPD | 2024-03-13 | [24 empty] | 0 | [18 empty] | 0 |  | 0 | [24 empty] | 0
4429422 | U MI CIT | LEVEL 5 | IDF 5-304C | 5-407 | CSPD CLEAN | 14 |  | 3 |  |  | WORKSTATION |  |  |  | WIRED SPARE |  |  |  | SPARE | [15 empty] | CSPD | 2024-03-13 | [24 empty] | 0 |  |  | 1 |  |  |  |  | 1 | [6 empty] | 1 |  |  | 1 | 0 |  | 0 | 1 | [23 empty] | 0
6675511 | U MI CIT | LEVEL 5 | IDF 5-304C | 5-407 | CSPD CLEAN | 15 |  | W |  |  | PHONE | [23 empty] | CSPD | 2024-03-13 | [5 empty] | Y | [18 empty] | 0 | [18 empty] | 0 |  | 0 | [24 empty] | 0 |  |  |  | 8811W |  | NEED KIT | [5 empty] | Need WMK New DID, CSS 40 no VM
4429414 | U MI CIT | LEVEL 5 | IDF 5-304C | 5-407 | CSPD CLEAN | 16 |  | 3 |  |  | MEDICAL EQUIPMENT-FIXED |  |  |  | WIRED SPARE |  |  |  | SPARE | [15 empty] | CSPD | 2024-03-13 | [24 empty] | 0 | [18 empty] | 0 |  | 0 | [24 empty] | 0
4429540 | U MI CIT | LEVEL 5 | IDF 5-304C | 5-407 | CSPD CLEAN | 17 |  | 3 |  |  | MEDICAL EQUIPMENT-FIXED |  |  |  | WIRED SPARE |  |  |  | SPARE | [15 empty] | CSPD | 2024-03-13 | [24 empty] | 0 | [18 empty] | 0 |  | 0 | [24 empty] | 0
4429406 | U MI CIT | LEVEL 5 | IDF 5-304C | 5-407 | CSPD CLEAN | 18 |  | 3 |  |  | MEDICAL EQUIPMENT-FIXED |  |  |  | WIRED SPARE |  |  |  | SPARE | [15 empty] | CSPD | 2024-03-13 | [24 empty] | 0 | [18 empty] | 0 |  | 0 | [24 empty] | 0
4429398 | U MI CIT | LEVEL 5 | IDF 5-304C | 5-407 | CSPD CLEAN | 20 |  | 3 |  |  | WORKSTATION |  |  |  | PRINTER |  |  |  | LABEL PRINTER | [15 empty] | CSPD | 2024-03-13 | [16 empty] | REQ0497206 | [7 empty] | 0 |  |  | 1 |  |  |  |  | 1 | [6 empty] | 1 |  |  | 1 | 0 |  | 0 | 1 | [9 empty] | 1 | [11 empty] | 1 |  | 0
6990589 | U MI CIT | LEVEL 5 | IDF 5-304C | 5-407 | CSPD CLEAN | 21 |  | W |  |  | WIRED SPARE | [23 empty] | CSPD | 2024-03-13 | [24 empty] | 0 | [18 empty] | 0 |  | 0 | [24 empty] | 0
4429443 | U MI CIT | LEVEL 5 | IDF 5-304C | 5-407 | CSPD CLEAN | 22 |  | W |  |  | PHONE | [23 empty] | CSPD | 2024-03-13 | [5 empty] | Y | [18 empty] | 0 | [18 empty] | 0 |  | 0 | [24 empty] | 0 |  |  |  | 8811W |  | NEED KIT | [5 empty] | Need WMK New DID, CSS 40 no VM
4429310 | U MI CIT | LEVEL 5 | IDF 5-304C | 5-407 | CSPD CLEAN | 23 |  | 3 |  |  | WIRED SPARE |  |  |  | WIRED SPARE |  |  |  | WIRED SPARE | [15 empty] | CSPD | 2024-03-13 | [24 empty] | 0 | [18 empty] | 0 |  | 0 | [24 empty] | 0
4429334 | U MI CIT | LEVEL 5 | IDF 5-304C | 5-407 | CSPD CLEAN | 24 |  | 3 |  |  | WORKSTATION |  |  |  | WIRED SPARE |  |  |  | SPARE | [15 empty] | CSPD | 2024-03-13 | [24 empty] | 0 |  |  | 1 |  |  |  |  | 1 | [6 empty] | 1 |  |  | 1 | 0 |  | 0 | 1 | [23 empty] | 0
4790513 | U MI CIT | LEVEL 5 | IDF 5-304C | 5-407 | CSPD CLEAN | 26 |  | W |  |  | PHONE | [23 empty] | CSPD | 2024-03-13 | [5 empty] | Y | [18 empty] | 0 | [18 empty] | 0 |  | 0 | [24 empty] | 0 |  |  |  | 8811W |  | NEED KIT | [5 empty] | Need WMK New DID, CSS 40 no VM
4430257 | U MI CIT | LEVEL 5 | IDF 5-304C | 5-407 | CSPD CLEAN | 27 |  | 3 |  |  | MEDICAL EQUIPMENT-FIXED |  |  |  | WIRED SPARE |  |  |  | SPARE | [15 empty] | CSPD | 2024-03-13 | [24 empty] | 0 | [18 empty] | 0 |  | 0 | [24 empty] | 0
4430199 | U MI CIT | LEVEL 5 | IDF 5-304C | 5-407 | CSPD CLEAN | 28 |  | 3 |  |  | MEDICAL EQUIPMENT-FIXED |  |  |  | WIRED SPARE |  |  |  | SPARE | [15 empty] | CSPD | 2024-03-13 | [24 empty] | 0 | [18 empty] | 0 |  | 0 | [24 empty] | 0
4430123 | U MI CIT | LEVEL 5 | IDF 5-304C | 5-407 | CSPD CLEAN | 29 |  | 3 |  |  | MEDICAL EQUIPMENT-FIXED |  |  |  | WIRED SPARE |  |  |  | SPARE | [15 empty] | CSPD | 2024-03-13 | [24 empty] | 0 | [18 empty] | 0 |  | 0 | [24 empty] | 0
4430048 | U MI CIT | LEVEL 5 | IDF 5-304C | 5-407 | CSPD CLEAN | 30 |  | 3 |  |  | MEDICAL EQUIPMENT-FIXED |  |  |  | WIRED SPARE |  |  |  | SPARE | [15 empty] | CSPD | 2024-03-13 | [24 empty] | 0 | [18 empty] | 0 |  | 0 | [24 empty] | 0
6991254 | U MI CIT | LEVEL 5 | IDF 5-304C | 5-407 | CSPD CLEAN | 31 |  | 3 |  |  | WORKSTATION |  |  |  | PRINTER |  |  |  | LABEL PRINTER | [15 empty] | CSPD | 2024-03-13 | [24 empty] | 0 |  |  | 1 |  |  |  |  | 1 | [6 empty] | 1 |  |  | 1 | 0 |  | 0 | 1 | [9 empty] | 1 | [11 empty] | 1 |  | 0
6991274 | U MI CIT | LEVEL 5 | IDF 5-304C | 5-407 | CSPD CLEAN | 32 |  | 3 |  |  | PHONE/WORKSTATION |  |  |  | WIRED SPARE |  |  |  | SPARE | [15 empty] | CSPD | 2024-03-13 | [5 empty] | Y | [18 empty] | 0 |  |  | 1 |  |  |  |  | 1 | [6 empty] | 1 |  |  | 1 | 0 |  | 0 | 1 | [23 empty] | 0 |  |  |  | 8811 | [7 empty] | New DID, CSS 40, no VM
6991234 | U MI CIT | LEVEL 5 | IDF 5-304C | 5-407 | CSPD CLEAN | 33 |  | 3 |  |  | WIRED SPARE |  |  |  | WIRED SPARE |  |  |  | WIRED SPARE | [15 empty] | CSPD | 2024-03-13 | [24 empty] | 0 | [18 empty] | 0 |  | 0 | [24 empty] | 0
6991162 | U MI CIT | LEVEL 5 | IDF 5-304C | 5-407 | CSPD CLEAN | 34 |  | 3 |  |  | WORKSTATION |  |  |  | PRINTER |  |  |  | LABEL PRINTER | [15 empty] | CSPD | 2024-03-13 | [24 empty] | 0 |  |  | 1 |  |  |  |  | 1 | [6 empty] | 1 |  |  | 1 | 0 |  | 0 | 1 | [9 empty] | 1 | [11 empty] | 1 |  | 0
6991194 | U MI CIT | LEVEL 5 | IDF 5-304C | 5-407 | CSPD CLEAN | 35 |  | 3 |  |  | PHONE/WORKSTATION |  |  |  | WIRED SPARE |  |  |  | SPARE | [15 empty] | CSPD | 2024-03-13 | [5 empty] | Y | [18 empty] | 0 |  |  | 1 |  |  |  |  | 1 | [6 empty] | 1 |  |  | 1 | 0 |  | 0 | 1 | [23 empty] | 0 |  |  |  | 8811 | [7 empty] | New DID, CSS 40, no VM
6991214 | U MI CIT | LEVEL 5 | IDF 5-304C | 5-407 | CSPD CLEAN | 36 |  | 3 |  |  | WIRED SPARE |  |  |  | WIRED SPARE |  |  |  | WIRED SPARE | [15 empty] | CSPD | 2024-03-13 | [24 empty] | 0 | [18 empty] | 0 |  | 0 | [24 empty] | 0
4513175 | U MI CIT | LEVEL 5 | IDF 5-304C | 5-407 | CSPD CLEAN | 43 |  | 3 |  |  | WORKSTATION |  |  |  | WIRED SPARE |  |  |  | SPARE | [15 empty] | CSPD | 2024-03-13 | [24 empty] | 0 |  |  | 1 |  |  |  |  | 1 | [6 empty] | 1 |  |  | 1 | 0 |  | 0 | 1 | [23 empty] | 0
6991055 | U MI CIT | LEVEL 5 | IDF 5-304C | 5-407 | CSPD CLEAN | 44 |  | 3 |  |  | WORKSTATION |  |  |  | WIRED SPARE |  |  |  | SPARE | [15 empty] | CSPD | 2024-03-13 | [24 empty] | 0 |  |  | 1 |  |  |  |  | 1 | [6 empty] | 1 |  |  | 1 | 0 |  | 0 | 1 | [23 empty] | 0
6991095 | U MI CIT | LEVEL 5 | IDF 5-304C | 5-407 | CSPD CLEAN | 45 |  | 3 |  |  | WORKSTATION |  |  |  | WIRED SPARE |  |  |  | SPARE | [15 empty] | CSPD | 2024-03-13 | [24 empty] | 0 |  |  | 1 |  |  |  |  | 1 | [6 empty] | 1 |  |  | 1 | 0 |  | 0 | 1 | [23 empty] | 0
6991017 | U MI CIT | LEVEL 5 | IDF 5-304C | 5-407 | CSPD CLEAN | 46 |  | 3 |  |  | WORKSTATION |  |  |  | WIRED SPARE |  |  |  | SPARE | [15 empty] | CSPD | 2024-03-13 | [24 empty] | 0 |  |  | 1 |  |  |  |  | 1 | [6 empty] | 1 |  |  | 1 | 0 |  | 0 | 1 | [23 empty] | 0
6991001 | U MI CIT | LEVEL 5 | IDF 5-304C | 5-407 | CSPD CLEAN | 47 |  | 3 |  |  | WORKSTATION |  |  |  | WIRED SPARE |  |  |  | SPARE | [15 empty] | CSPD | 2024-03-13 | [24 empty] | 0 |  |  | 1 |  |  |  |  | 1 | [6 empty] | 1 |  |  | 1 | 0 |  | 0 | 1 | [23 empty] | 0
4513347 | U MI CIT | LEVEL 5 | IDF 5-304C | 5-407 | CSPD CLEAN | 48 |  | 3 |  |  | WORKSTATION |  |  |  | WIRED SPARE |  |  |  | SPARE | [15 empty] | CSPD | 2024-03-13 | [24 empty] | 0 |  |  | 1 |  |  |  |  | 1 | [6 empty] | 1 |  |  | 1 | 0 |  | 0 | 1 | [23 empty] | 0
4513269 | U MI CIT | LEVEL 5 | IDF 5-304C | 5-407 | CSPD CLEAN | 49 |  | 3 |  |  | WORKSTATION |  |  |  | WIRED SPARE |  |  |  | SPARE | [15 empty] | CSPD | 2024-03-13 | [24 empty] | 0 |  |  | 1 |  |  |  |  | 1 | [6 empty] | 1 |  |  | 1 | 0 |  | 0 | 1 | [23 empty] | 0
4513227 | U MI CIT | LEVEL 5 | IDF 5-304C | 5-407 | CSPD CLEAN | 50 |  | 3 |  |  | WORKSTATION |  |  |  | WIRED SPARE |  |  |  | SPARE | [15 empty] | CSPD | 2024-03-13 | [24 empty] | 0 |  |  | 1 |  |  |  |  | 1 | [6 empty] | 1 |  |  | 1 | 0 |  | 0 | 1 | [23 empty] | 0
4429326 | U MI CIT | LEVEL 5 | IDF 5-304C | 5-409-1 | MAINTENANCE ROOM | 1 |  | 3 |  |  | WIRED SPARE |  |  |  | WIRED SPARE |  |  |  | WIRED SPARE | [15 empty] | CSPD | 2024-03-13 | [24 empty] | 0 | [18 empty] | 0 |  | 0 | [24 empty] | 0
4429494 | U MI CIT | LEVEL 5 | IDF 5-304C | 5-409-1 | MAINTENANCE ROOM | 2 |  | 3 |  |  | WIRED SPARE |  |  |  | WIRED SPARE |  |  |  | WIRED SPARE | [15 empty] | CSPD | 2024-03-13 | [24 empty] | 0 | [18 empty] | 0 |  | 0 | [24 empty] | 0
4373357 | U MI CIT | LEVEL 3 | IDF 3-238C | 3-100A | NOURISHMENT STN | 1 |  | 3 |  |  | WIRED SPARE |  |  |  | WIRED SPARE |  |  |  | WIRED SPARE | [15 empty] | RADIOLOGY PATIENTS | 2024-03-14 | [24 empty] | 0 | [18 empty] | 0 |  | 0 | [24 empty] | 0
4799623 | U MI CIT | LEVEL 3 | IDF 3-238C | 3-222-01 | PATIENT BAY | 1 |  | PM |  |  | PHYSIO MONITOR |  |  |  | PHYSIO MONITOR |  |  |  | SPARE |  |  |  | CAPSULE |  |  |  | CAPSULE P-P |  |  |  | CAPSULE P-P |  |  |  | RADIOLOGY PATIENTS | 2024-03-14 | Patient Bay 3-01 | [6 empty] | CANVAS | [16 empty] | 0 | [18 empty] | 0 |  | 0 | [24 empty] | 0
4799882 | U MI CIT | LEVEL 3 | IDF 3-238C | 3-222-01 | PATIENT BAY | 2 |  | 3 |  |  | WORKSTATION |  |  |  | WIRED SPARE |  |  |  | SPARE | [15 empty] | RADIOLOGY PATIENTS | 2024-03-14 | Patient Bay 3-01 | [19 empty] | WSPV0133 |  |  |  | 0 |  |  |  | 1 |  |  | 1 | [6 empty] | 1 |  |  |  | 1 | 0 |  | 0 |  | 1 | 1 | 1 | [20 empty] | 0
10828985 | U MI CIT | LEVEL 3 | IDF 3-238C | 3-222-01 | PATIENT BAY | 3 |  | TV-NC |  |  | TELEVISION |  |  |  | WIRED SPARE | [15 empty] | NURSE CALL JACK |  |  |  | RADIOLOGY PATIENTS | 2024-03-14 | Patient Bay 3-01 | [23 empty] | 0 | [18 empty] | 0 |  | 0 | [24 empty] | 0
4800053 | U MI CIT | LEVEL 3 | IDF 3-238C | 3-222-01 | PATIENT BAY | 4 |  | AV |  |  | MEDICAL DIGITAL SIGN MONITORING |  |  |  | MEDICAL DIGITAL SIGN CORE PC | [19 empty] | RADIOLOGY PATIENTS | 2024-03-14 | Patient Bay 3-01 |  |  | Y | [9 empty] | PERI-OP | timeout board | [9 empty] | 0 | [18 empty] | 0 |  | 0 | [24 empty] | 0
4799537 | U MI CIT | LEVEL 3 | IDF 3-238C | 3-222-02 | PATIENT BAY | 1 |  | PM |  |  | PHYSIO MONITOR |  |  |  | PHYSIO MONITOR | [7 empty] | CAPSULE |  |  |  | CAPSULE P-P |  |  |  | WIRED SPARE |  |  |  | RADIOLOGY PATIENTS | 2024-03-14 | Patient Bay 3-02 | [6 empty] | CANVAS | [16 empty] | 0 | [18 empty] | 0 |  | 0 | [24 empty] | 0
10828958 | U MI CIT | LEVEL 3 | IDF 3-238C | 3-222-02 | PATIENT BAY | 2 |  | TV-NC |  |  | TELEVISION |  |  |  | WIRED SPARE | [15 empty] | NURSE CALL JACK |  |  |  | RADIOLOGY PATIENTS | 2024-03-14 | Patient Bay 3-02 | [23 empty] | 0 | [18 empty] | 0 |  | 0 | [24 empty] | 0
4799758 | U MI CIT | LEVEL 3 | IDF 3-238C | 3-222-02 | PATIENT BAY | 3 |  | 3 |  |  | WORKSTATION |  |  |  | WIRED SPARE |  |  |  | SPARE | [15 empty] | RADIOLOGY PATIENTS | 2024-03-14 | Patient Bay 3-02 | [19 empty] | WSPV0134 |  |  |  | 0 |  |  |  | 1 |  |  | 1 | [6 empty] | 1 |  |  |  | 1 | 0 |  | 0 |  | 1 | 1 | 1 | [20 empty] | 0
4799989 | U MI CIT | LEVEL 3 | IDF 3-238C | 3-222-02 | PATIENT BAY | 4 |  | AV |  |  | MEDICAL DIGITAL SIGN MONITORING |  |  |  | MEDICAL DIGITAL SIGN CORE PC | [19 empty] | RADIOLOGY PATIENTS | 2024-03-14 | Patient Bay 3-02 |  |  | Y | [9 empty] | PERI-OP | timeout board | [9 empty] | 0 | [18 empty] | 0 |  | 0 | [24 empty] | 0
10828897 | U MI CIT | LEVEL 3 | IDF 3-238C | 3-222-03 | PATIENT BAY | 2 |  | TV-NC |  |  | TELEVISION |  |  |  | WIRED SPARE | [15 empty] | NURSE CALL JACK |  |  |  | RADIOLOGY PATIENTS | 2024-03-14 | Patient Bay 3-03 | [23 empty] | 0 | [18 empty] | 0 |  | 0 | [24 empty] | 0
4797829 | U MI CIT | LEVEL 3 | IDF 3-238C | 3-222-03 | PATIENT BAY | 3 |  | 3 |  |  | WORKSTATION |  |  |  | WIRED SPARE |  |  |  | SPARE | [15 empty] | RADIOLOGY PATIENTS | 2024-03-14 | Patient Bay 3-03 | [19 empty] | WSPV0135 |  |  |  | 0 |  |  |  | 1 |  |  | 1 | [6 empty] | 1 |  |  |  | 1 | 0 |  | 0 |  | 1 | 1 | 1 | [20 empty] | 0
4797968 | U MI CIT | LEVEL 3 | IDF 3-238C | 3-222-03 | PATIENT BAY | 4 |  | PM |  |  | PHYSIO MONITOR |  |  |  | PHYSIO MONITOR | [7 empty] | CAPSULE |  |  |  | CAPSULE P-P |  |  |  | WIRED SPARE |  |  |  | RADIOLOGY PATIENTS | 2024-03-14 | Patient Bay 3-03 | [23 empty] | 0 | [18 empty] | 0 |  | 0 | [24 empty] | 0
4797845 | U MI CIT | LEVEL 3 | IDF 3-238C | 3-222-03 | PATIENT BAY | 1 |  | AV |  |  | MEDICAL DIGITAL SIGN MONITORING |  |  |  | MEDICAL DIGITAL SIGN CORE PC | [19 empty] | RADIOLOGY PATIENTS | 2024-03-14 | Patient Bay 3-03 |  |  | Y |  |  |  | CANVAS | [5 empty] | PERI-OP | timeout board | [9 empty] | 0 | [18 empty] | 0 |  | 0 | [24 empty] | 0
4374342 | U MI CIT | LEVEL 3 | IDF 3-238C | 3-222-04 | PATIENT BAY | 2 |  | 3 |  |  | WORKSTATION |  |  |  | WIRED SPARE |  |  |  | SPARE | [15 empty] | RADIOLOGY PATIENTS | 2024-03-14 | Patient Bay 3-04 | [19 empty] | WSPV0136 |  |  |  | 0 |  |  |  | 1 |  |  | 1 | [6 empty] | 1 |  |  |  | 1 | 0 |  | 0 |  | 1 | 1 | 1 | [20 empty] | 0
4374212 | U MI CIT | LEVEL 3 | IDF 3-238C | 3-222-04 | PATIENT BAY | 3 |  | PM |  |  | PHYSIO MONITOR |  |  |  | PHYSIO MONITOR | [7 empty] | CAPSULE |  |  |  | CAPSULE P-P |  |  |  | WIRED SPARE |  |  |  | RADIOLOGY PATIENTS | 2024-03-14 | Patient Bay 3-04 | [23 empty] | 0 | [18 empty] | 0 |  | 0 | [24 empty] | 0
10828182 | U MI CIT | LEVEL 3 | IDF 3-238C | 3-222-04 | PATIENT BAY | 4 |  | TV-NC |  |  | TELEVISION |  |  |  | WIRED SPARE | [15 empty] | NURSE CALL JACK |  |  |  | RADIOLOGY PATIENTS | 2024-03-14 | Patient Bay 3-04 | [23 empty] | 0 | [18 empty] | 0 |  | 0 | [24 empty] | 0
4374633 | U MI CIT | LEVEL 3 | IDF 3-238C | 3-222-04 | PATIENT BAY | 1 |  | AV |  |  | MEDICAL DIGITAL SIGN MONITORING |  |  |  | MEDICAL DIGITAL SIGN CORE PC | [19 empty] | RADIOLOGY PATIENTS | 2024-03-14 | Patient Bay 3-04 |  |  | Y |  |  |  | CANVAS | [5 empty] | PERI-OP | timeout board | [9 empty] | 0 | [18 empty] | 0 |  | 0 | [24 empty] | 0
4797166 | U MI CIT | LEVEL 3 | IDF 3-238C | 3-222-05 | PATIENT BAY | 2 |  | 3 |  |  | WORKSTATION |  |  |  | WIRED SPARE |  |  |  | SPARE | [15 empty] | RADIOLOGY PATIENTS | 2024-03-14 | Patient Bay 3-05 | [19 empty] | WSPV0137 |  |  |  | 0 |  |  |  | 1 |  |  | 1 | [6 empty] | 1 |  |  |  | 1 | 0 |  | 0 |  | 1 | 1 | 1 | [20 empty] | 0
4797158 | U MI CIT | LEVEL 3 | IDF 3-238C | 3-222-05 | PATIENT BAY | 3 |  | PM |  |  | PHYSIO MONITOR |  |  |  | PHYSIO MONITOR | [7 empty] | CAPSULE |  |  |  | CAPSULE P-P |  |  |  | WIRED SPARE |  |  |  | RADIOLOGY PATIENTS | 2024-03-14 | Patient Bay 3-05 | [23 empty] | 0 | [18 empty] | 0 |  | 0 | [24 empty] | 0
10828139 | U MI CIT | LEVEL 3 | IDF 3-238C | 3-222-05 | PATIENT BAY | 4 |  | TV-NC |  |  | TELEVISION |  |  |  | WIRED SPARE | [15 empty] | NURSE CALL JACK |  |  |  | RADIOLOGY PATIENTS | 2024-03-14 | Patient Bay 3-05 | [23 empty] | 0 | [18 empty] | 0 |  | 0 | [24 empty] | 0
4797182 | U MI CIT | LEVEL 3 | IDF 3-238C | 3-222-05 | PATIENT BAY | 1 |  | AV |  |  | MEDICAL DIGITAL SIGN MONITORING |  |  |  | MEDICAL DIGITAL SIGN CORE PC | [19 empty] | RADIOLOGY PATIENTS | 2024-03-14 | Patient Bay 3-05 |  |  | Y |  |  |  | CANVAS | [5 empty] | PERI-OP | timeout board | [9 empty] | 0 | [18 empty] | 0 |  | 0 | [24 empty] | 0
4797217 | U MI CIT | LEVEL 3 | IDF 3-238C | 3-222-06 | PATIENT BAY | 2 |  | 3 |  |  | WORKSTATION |  |  |  | WIRED SPARE |  |  |  | SPARE | [15 empty] | RADIOLOGY PATIENTS | 2024-03-14 | Patient Bay 3-06 | [19 empty] | WSPV0138 |  |  |  | 0 |  |  |  | 1 |  |  | 1 | [6 empty] | 1 |  |  |  | 1 | 0 |  | 0 |  | 1 | 1 | 1 | [20 empty] | 0
4797209 | U MI CIT | LEVEL 3 | IDF 3-238C | 3-222-06 | PATIENT BAY | 3 |  | PM |  |  | PHYSIO MONITOR |  |  |  | PHYSIO MONITOR | [7 empty] | CAPSULE |  |  |  | CAPSULE P-P |  |  |  | WIRED SPARE |  |  |  | RADIOLOGY PATIENTS | 2024-03-14 | Patient Bay 3-06 | [23 empty] | 0 | [18 empty] | 0 |  | 0 | [24 empty] | 0
10828050 | U MI CIT | LEVEL 3 | IDF 3-238C | 3-222-06 | PATIENT BAY | 4 |  | TV-NC |  |  | TELEVISION |  |  |  | WIRED SPARE | [15 empty] | NURSE CALL JACK |  |  |  | RADIOLOGY PATIENTS | 2024-03-14 | Patient Bay 3-06 | [23 empty] | 0 | [18 empty] | 0 |  | 0 | [24 empty] | 0
4797233 | U MI CIT | LEVEL 3 | IDF 3-238C | 3-222-06 | PATIENT BAY | 1 |  | AV |  |  | MEDICAL DIGITAL SIGN MONITORING |  |  |  | MEDICAL DIGITAL SIGN CORE PC | [19 empty] | RADIOLOGY PATIENTS | 2024-03-14 | Patient Bay 3-06 |  |  | Y |  |  |  | CANVAS | [5 empty] | PERI-OP | timeout board | [9 empty] | 0 | [18 empty] | 0 |  | 0 | [24 empty] | 0
4798112 | U MI CIT | LEVEL 3 | IDF 3-238C | 3-222-07 | PATIENT BAY | 2 |  | 3 |  |  | WORKSTATION |  |  |  | WIRED SPARE |  |  |  | SPARE | [15 empty] | RADIOLOGY PATIENTS | 2024-03-14 | Patient Bay 3-07 | [19 empty] | WSPV0139 |  |  |  | 0 |  |  |  | 1 |  |  | 1 | [6 empty] | 1 |  |  |  | 1 | 0 |  | 0 |  | 1 | 1 | 1 | [20 empty] | 0
4798104 | U MI CIT | LEVEL 3 | IDF 3-238C | 3-222-07 | PATIENT BAY | 3 |  | PM |  |  | PHYSIO MONITOR |  |  |  | PHYSIO MONITOR | [7 empty] | CAPSULE |  |  |  | CAPSULE P-P |  |  |  | WIRED SPARE |  |  |  | RADIOLOGY PATIENTS | 2024-03-14 | Patient Bay 3-07 | [23 empty] | 0 | [18 empty] | 0 |  | 0 | [24 empty] | 0
10828236 | U MI CIT | LEVEL 3 | IDF 3-238C | 3-222-07 | PATIENT BAY | 10 |  | TV-NC |  |  | TELEVISION |  |  |  | WIRED SPARE | [15 empty] | NURSE CALL JACK |  |  |  | RADIOLOGY PATIENTS | 2024-03-14 | Patient Bay 3-07 | [23 empty] | 0 | [18 empty] | 0 |  | 0 | [24 empty] | 0
4798128 | U MI CIT | LEVEL 3 | IDF 3-238C | 3-222-07 | PATIENT BAY | 1 |  | AV |  |  | MEDICAL DIGITAL SIGN MONITORING |  |  |  | MEDICAL DIGITAL SIGN CORE PC | [19 empty] | RADIOLOGY PATIENTS | 2024-03-14 | Patient Bay 3-07 |  |  | Y |  |  |  | CANVAS | [5 empty] | PERI-OP | timeout board | [9 empty] | 0 | [18 empty] | 0 |  | 0 | [24 empty] | 0
4798503 | U MI CIT | LEVEL 3 | IDF 3-238C | 3-222-08 | PATIENT BAY | 2 |  | 3 |  |  | WORKSTATION |  |  |  | WIRED SPARE |  |  |  | SPARE | [15 empty] | RADIOLOGY PATIENTS | 2024-03-14 | Patient Bay 3-08 | [19 empty] | WSPV0140 |  |  |  | 0 |  |  |  | 1 |  |  | 1 | [6 empty] | 1 |  |  |  | 1 | 0 |  | 0 |  | 1 | 1 | 1 | [20 empty] | 0
4798495 | U MI CIT | LEVEL 3 | IDF 3-238C | 3-222-08 | PATIENT BAY | 3 |  | PM |  |  | PHYSIO MONITOR |  |  |  | PHYSIO MONITOR | [7 empty] | CAPSULE |  |  |  | CAPSULE P-P |  |  |  | WIRED SPARE |  |  |  | RADIOLOGY PATIENTS | 2024-03-14 | Patient Bay 3-08 | [23 empty] | 0 | [18 empty] | 0 |  | 0 | [24 empty] | 0
10828283 | U MI CIT | LEVEL 3 | IDF 3-238C | 3-222-08 | PATIENT BAY | 9 |  | TV-NC |  |  | TELEVISION |  |  |  | WIRED SPARE | [15 empty] | NURSE CALL JACK |  |  |  | RADIOLOGY PATIENTS | 2024-03-14 | Patient Bay 3-08 | [23 empty] | 0 | [18 empty] | 0 |  | 0 | [24 empty] | 0
4798519 | U MI CIT | LEVEL 3 | IDF 3-238C | 3-222-08 | PATIENT BAY | 1 |  | AV |  |  | MEDICAL DIGITAL SIGN MONITORING |  |  |  | MEDICAL DIGITAL SIGN CORE PC | [19 empty] | RADIOLOGY PATIENTS | 2024-03-14 | Patient Bay 3-08 |  |  | Y |  |  |  | CANVAS | [5 empty] | PERI-OP | timeout board | [9 empty] | 0 | [18 empty] | 0 |  | 0 | [24 empty] | 0
4798580 | U MI CIT | LEVEL 3 | IDF 3-238C | 3-222-09 | PATIENT BAY | 2 |  | 3 |  |  | WORKSTATION |  |  |  | WIRED SPARE |  |  |  | SPARE | [15 empty] | RADIOLOGY PATIENTS | 2024-03-14 | Patient Bay 3-09 | [19 empty] | WSPV0141 |  |  |  | 0 |  |  |  | 1 |  |  | 1 | [6 empty] | 1 |  |  |  | 1 | 0 |  | 0 |  | 1 | 1 | 1 | [20 empty] | 0
4798572 | U MI CIT | LEVEL 3 | IDF 3-238C | 3-222-09 | PATIENT BAY | 3 |  | PM |  |  | PHYSIO MONITOR |  |  |  | PHYSIO MONITOR | [7 empty] | CAPSULE |  |  |  | CAPSULE P-P |  |  |  | WIRED SPARE |  |  |  | RADIOLOGY PATIENTS | 2024-03-14 | Patient Bay 3-09 | [23 empty] | 0 | [18 empty] | 0 |  | 0 | [24 empty] | 0
10828314 | U MI CIT | LEVEL 3 | IDF 3-238C | 3-222-09 | PATIENT BAY | 8 |  | TV-NC |  |  | TELEVISION |  |  |  | WIRED SPARE | [15 empty] | NURSE CALL JACK |  |  |  | RADIOLOGY PATIENTS | 2024-03-14 | Patient Bay 3-09 | [23 empty] | 0 | [18 empty] | 0 |  | 0 | [24 empty] | 0
4798596 | U MI CIT | LEVEL 3 | IDF 3-238C | 3-222-09 | PATIENT BAY | 1 |  | AV |  |  | MEDICAL DIGITAL SIGN MONITORING |  |  |  | MEDICAL DIGITAL SIGN CORE PC | [19 empty] | RADIOLOGY PATIENTS | 2024-03-14 | Patient Bay 3-09 |  |  | Y |  |  |  | CANVAS | [5 empty] | PERI-OP | timeout board | [9 empty] | 0 | [18 empty] | 0 |  | 0 | [24 empty] | 0
4798688 | U MI CIT | LEVEL 3 | IDF 3-238C | 3-222-10 | PATIENT BAY | 2 |  | 3 |  |  | WORKSTATION |  |  |  | WIRED SPARE |  |  |  | SPARE | [15 empty] | RADIOLOGY PATIENTS | 2024-03-14 | Patient Bay 3-10 | [19 empty] | WSPV0142 |  |  |  | 0 |  |  |  | 1 |  |  | 1 | [6 empty] | 1 |  |  |  | 1 | 0 |  | 0 |  | 1 | 1 | 1 | [20 empty] | 0
4798680 | U MI CIT | LEVEL 3 | IDF 3-238C | 3-222-10 | PATIENT BAY | 3 |  | PM |  |  | PHYSIO MONITOR |  |  |  | PHYSIO MONITOR | [7 empty] | CAPSULE |  |  |  | CAPSULE P-P |  |  |  | WIRED SPARE |  |  |  | RADIOLOGY PATIENTS | 2024-03-14 | Patient Bay 3-10 | [23 empty] | 0 | [18 empty] | 0 |  | 0 | [24 empty] | 0
10828341 | U MI CIT | LEVEL 3 | IDF 3-238C | 3-222-10 | PATIENT BAY | 9 |  | TV-NC |  |  | TELEVISION |  |  |  | WIRED SPARE | [15 empty] | NURSE CALL JACK |  |  |  | RADIOLOGY PATIENTS | 2024-03-14 | Patient Bay 3-10 | [23 empty] | 0 | [18 empty] | 0 |  | 0 | [24 empty] | 0
4798704 | U MI CIT | LEVEL 3 | IDF 3-238C | 3-222-10 | PATIENT BAY | 1 |  | AV |  |  | MEDICAL DIGITAL SIGN MONITORING |  |  |  | MEDICAL DIGITAL SIGN CORE PC | [19 empty] | RADIOLOGY PATIENTS | 2024-03-14 | Patient Bay 3-10 |  |  | Y |  |  |  | CANVAS | [5 empty] | PERI-OP | timeout board | [9 empty] | 0 | [18 empty] | 0 |  | 0 | [24 empty] | 0
4798755 | U MI CIT | LEVEL 3 | IDF 3-238C | 3-222-11 | CHAIR BAY | 1 |  | AV |  |  | MEDICAL DIGITAL SIGN MONITORING |  |  |  | MEDICAL DIGITAL SIGN CORE PC | [19 empty] | RADIOLOGY PATIENTS | 2024-03-14 | [13 empty] | PERI-OP | timeout board | [9 empty] | 0 | [18 empty] | 0 |  | 0 | [24 empty] | 0
4798739 | U MI CIT | LEVEL 3 | IDF 3-238C | 3-222-11 | CHAIR BAY | 2 |  | 3 |  |  | WORKSTATION |  |  |  | WIRED SPARE |  |  |  | SPARE | [15 empty] | RADIOLOGY PATIENTS | 2024-03-14 | [20 empty] | WSRD1441 |  |  |  | 0 |  |  |  | 1 |  |  | 1 | [6 empty] | 1 |  |  |  | 1 | 0 |  | 0 |  | 1 | 1 | 1 | [20 empty] | 0
4798731 | U MI CIT | LEVEL 3 | IDF 3-238C | 3-222-11 | CHAIR BAY | 3 |  | PM |  |  | PHYSIO MONITOR |  |  |  | PHYSIO MONITOR | [7 empty] | CAPSULE |  |  |  | CAPSULE P-P |  |  |  | WIRED SPARE |  |  |  | RADIOLOGY PATIENTS | 2024-03-14 | [24 empty] | 0 | [18 empty] | 0 |  | 0 | [24 empty] | 0
10828834 | U MI CIT | LEVEL 3 | IDF 3-238C | 3-222-11 | CHAIR BAY | 10 |  | TV-NC |  |  | TELEVISION |  |  |  | WIRED SPARE | [15 empty] | NURSE CALL JACK |  |  |  | RADIOLOGY PATIENTS | 2024-03-14 | [24 empty] | 0 | [18 empty] | 0 |  | 0 | [24 empty] | 0
4799288 | U MI CIT | LEVEL 3 | IDF 3-238C | 3-222A | CODE ROOM | 1 |  | AV |  |  | WIRED SPARE |  |  |  | WIRED SPARE | [19 empty] | RADIOLOGY PATIENTS | 2024-03-14 | [24 empty] | 0 | [18 empty] | 0 |  | 0 | [24 empty] | 0
4799188 | U MI CIT | LEVEL 3 | IDF 3-238C | 3-222A | CODE ROOM | 2 |  | 3 |  |  | WIRED SPARE |  |  |  | WIRED SPARE |  |  |  | WIRED SPARE | [15 empty] | RADIOLOGY PATIENTS | 2024-03-14 | [24 empty] | 0 | [18 empty] | 0 |  | 0 | [24 empty] | 0
4799123 | U MI CIT | LEVEL 3 | IDF 3-238C | 3-222A | CODE ROOM | 3 |  | PM |  |  | PHYSIO MONITOR |  |  |  | PHYSIO MONITOR | [7 empty] | CAPSULE |  |  |  | CAPSULE P-P |  |  |  | WIRED SPARE |  |  |  | RADIOLOGY PATIENTS | 2024-03-14 | [24 empty] | 0 | [18 empty] | 0 |  | 0 | [24 empty] | 0
4380417 | U MI CIT | LEVEL 3 | IDF 3-122C | 3-146 | READING ROOM | 3 |  | 3 |  |  | WORKSTATION |  |  |  | PHONE |  |  |  | SPARE | [15 empty] | RADIOLOGY-NIR-MR-OR | 2024-04-01 | [5 empty] | Y | [14 empty] | WSDRP317 |  |  |  | 0 |  |  | 1 |  |  |  |  | 1 | [5 empty] | 2 |  |  |  | 1 | 0 |  | 0 | [24 empty] | 0 | [8 empty] | ANLG-CORDLESS |  |  | New DID, CSS 50, no VM
4510934 | U MI CIT | LEVEL 3 | IDF 3-238C | 3-222G | NURSE WORK | 1 |  | 3 |  |  | WORKSTATION |  |  |  | WIRED SPARE |  |  |  | SPARE | [15 empty] | RADIOLOGY PATIENTS | 2024-03-14 | [20 empty] | WSIU3534 |  |  |  | 0 |  |  |  | 1 |  | 1 | [7 empty] | 1 |  |  |  | 1 | 0 |  | 0 |  |  | 1 | [15 empty] | 8 | 3 |  |  |  |  | 0
4510896 | U MI CIT | LEVEL 3 | IDF 3-238C | 3-222G | NURSE WORK | 2 |  | 3 |  |  | WORKSTATION |  |  |  | WIRED SPARE |  |  |  | SPARE | [15 empty] | RADIOLOGY PATIENTS | 2024-03-14 | [20 empty] | DTPV0303 |  |  |  | 0 |  |  | 1 |  |  | 1 | [7 empty] | 1 |  |  |  | 1 | 0 |  | 0 |  |  | 1 | [21 empty] | 0 | 1
4510862 | U MI CIT | LEVEL 3 | IDF 3-238C | 3-222G | NURSE WORK | 3 |  | 3 |  |  | WORKSTATION |  |  |  | WIRED SPARE |  |  |  | SPARE | [15 empty] | RADIOLOGY PATIENTS | 2024-03-14 | [20 empty] | WSIU3535 |  |  |  | 0 |  |  |  | 1 |  | 1 | [7 empty] | 1 |  |  |  | 1 | 0 |  | 0 |  |  | 1 | [21 empty] | 0
4510818 | U MI CIT | LEVEL 3 | IDF 3-238C | 3-222G | NURSE WORK | 4 |  | 3 |  |  | WORKSTATION |  |  |  | WIRED SPARE |  |  |  | SPARE | [15 empty] | RADIOLOGY PATIENTS | 2024-03-14 | [20 empty] | WSIU3536 |  |  |  | 0 |  |  |  | 1 |  | 1 | [7 empty] | 2 |  |  |  | 1 | 0 |  | 0 |  |  | 1 | [21 empty] | 0
4373726 | U MI CIT | LEVEL 3 | IDF 3-238C | 3-222G | NURSE WORK | 5 |  | 3 |  |  | PRINTER |  |  |  | WIRED SPARE |  |  |  | SPARE | [15 empty] | RADIOLOGY PATIENTS | 2024-03-14 | [22 empty] | PRT-PAV0312 |  | 0 | [18 empty] | 0 |  | 0 | [10 empty] | 1 | [13 empty] | 0
4373760 | U MI CIT | LEVEL 3 | IDF 3-238C | 3-222G | NURSE WORK | 6 |  | 3 |  |  | LABEL PRINTER |  |  |  | LABEL PRINTER |  |  |  | SPARE | [15 empty] | RADIOLOGY PATIENTS | 2024-03-14 | [22 empty] | PRT-PAV0330 |  | 0 | [18 empty] | 0 |  | 0 | [23 empty] | 1 | 0
6958887 | U MI CIT | LEVEL 3 | IDF 3-238C | 3-222G | NURSE WORK | 7 |  | AV |  |  | MEDICAL DIGITAL SIGN MONITORING |  |  |  | MEDICAL DIGITAL SIGN CORE PC | [19 empty] | RADIOLOGY PATIENTS | 2024-03-14 |  |  |  | Y | [9 empty] | NURSING WHITEBOARDS | MD | [9 empty] | 0 | [18 empty] | 0 |  | 0 | [24 empty] | 0
4510583 | U MI CIT | LEVEL 3 | IDF 3-238C | 3-222K | NURSE WORK | 2 |  | 3 |  |  | WORKSTATION |  |  |  | LABEL PRINTER |  |  |  | SPARE | [15 empty] | RADIOLOGY PATIENTS | 2024-03-14 | [20 empty] | WSIU3537 |  | PRT-PAV0328 |  | 0 |  |  |  | 1 |  | 1 | [7 empty] | 1 |  |  |  | 1 | 0 |  | 0 |  |  | 1 | [18 empty] | 1 |  |  | 0
4379868 | U MI CIT | LEVEL 3 | IDF 3-122C | 3-146 | READING ROOM | 5 |  | 3 |  |  | WORKSTATION |  |  |  | PHONE |  |  |  | SPARE | [15 empty] | RADIOLOGY-NIR-MR-OR | 2024-04-01 | [5 empty] | Y | [14 empty] | WSDRP318 |  |  |  | 0 |  |  | 1 |  |  |  |  | 1 | [5 empty] | 2 |  |  |  | 1 | 0 |  | 0 | [24 empty] | 0 | [8 empty] | ANLG-CORDLESS |  |  | New DID, CSS 50, no VM
4510667 | U MI CIT | LEVEL 3 | IDF 3-238C | 3-222K | NURSE WORK | 4 |  | 3 |  |  | WORKSTATION |  |  |  | ANLG-RED PHONE |  |  |  | SPARE | [15 empty] | RADIOLOGY PATIENTS | 2024-03-14 | [5 empty] | Y | [14 empty] | WSIU3538 |  |  |  | 0 |  |  |  | 1 |  | 1 | [7 empty] | 2 |  |  |  | 1 | 0 |  | 0 |  |  | 1 | [21 empty] | 0 | [7 empty] | RED PHONE |  |  |  | RED PHONE
7013267 | U MI CIT | LEVEL 3 | IDF 3-238C | 3-222K | NURSE WORK | 5 |  | 0 |  |  | FUTURE | [23 empty] | RADIOLOGY PATIENTS | 2024-03-14 | [24 empty] | 0 | [18 empty] | 0 |  | 0 | [24 empty] | 0
4510711 | U MI CIT | LEVEL 3 | IDF 3-238C | 3-222K | NURSE WORK | 6 |  | 3 |  |  | WORKSTATION |  |  |  | WIRED SPARE |  |  |  | SPARE | [15 empty] | RADIOLOGY PATIENTS | 2024-03-14 | [20 empty] | WSIU3539 |  |  |  | 0 |  |  |  | 1 |  | 1 | [7 empty] | 1 |  |  |  | 1 | 0 |  | 0 |  |  | 1 | [21 empty] | 0
4510753 | U MI CIT | LEVEL 3 | IDF 3-238C | 3-222K | NURSE WORK | 7 |  | 3 |  |  | WORKSTATION |  |  |  | WIRED SPARE |  |  |  | SPARE | [15 empty] | RADIOLOGY PATIENTS | 2024-03-14 | [20 empty] | WSIU3540 |  |  |  | 0 |  |  |  | 1 |  | 1 | [7 empty] | 1 |  |  |  | 1 | 0 |  | 0 |  |  | 1 | [21 empty] | 0
5180516 | U MI CIT | LEVEL 3 | IDF 3-238C | 3-222K | NURSE WORK | 1 |  | AV |  |  | MEDICAL DIGITAL SIGN MONITORING |  |  |  | MEDICAL DIGITAL SIGN CORE PC | [19 empty] | RADIOLOGY PATIENTS | 2024-03-14 |  |  |  | Y | [8 empty] | MD | NURSING WHITEBOARDS | MD | [9 empty] | 0 | [18 empty] | 0 |  | 0 | [24 empty] | 0
4373439 | U MI CIT | LEVEL 3 | IDF 3-238C | 3-222L | MEDICATION | 1 |  | 3 |  |  | Pyxis MedStation (NPE01) |  |  |  | WIRED SPARE |  |  |  | SPARE | [15 empty] | RADIOLOGY PATIENTS | 2024-03-14 | [24 empty] | 0 | [18 empty] | 0 |  | 0 | [24 empty] | 0
4373419 | U MI CIT | LEVEL 3 | IDF 3-238C | 3-222L | MEDICATION | 2 |  | 3 |  |  | MEDICAL EQUIPMENT-FIXED |  |  |  | WIRED SPARE |  |  |  | SPARE | [15 empty] | RADIOLOGY PATIENTS | 2024-03-14 | [24 empty] | 0 | [18 empty] | 0 |  | 0 | [24 empty] | 0
4373399 | U MI CIT | LEVEL 3 | IDF 3-238C | 3-222L | MEDICATION | 4 |  | 3 |  |  | PHONE/WORKSTATION |  |  |  | WORKSTATION |  |  |  | SPARE | [15 empty] | RADIOLOGY PATIENTS | 2024-03-14 | [5 empty] | Y | [14 empty] | DTPV0304 | WSIU3541 |  |  | 0 |  |  | 1 | 1 |  | 1 |  | 1 | [6 empty] | 3 |  |  | 1 | 0 |  | 0 |  |  | 1 | [21 empty] | 0 | 1 |  |  | 8811 | [7 empty] | New DID, CSS 40, no VM
4494809 | U MI CIT | LEVEL 2A | IDF 2A-503C | 2A-334 | WORKBENCHES | 2 |  | 3 |  | R2-C-06 | PHONE/WORKSTATION |  |  | R2-C-11 | WIRED SPARE |  |  | R2-A-11 | SPARE |  |  | R2-A-18 |  |  |  | R2-A-19 |  |  |  | R2-A-20 |  |  |  |  | Facilities Maintenance | 2024-02-23 |  | 1 | 2025-05-19 | N | ? | Y | [14 empty] | WSFA0155 |  |  |  | 0 |  |  | 1 |  |  |  |  | 1 | [6 empty] | 1 |  |  | 1 | 0 |  | 0 | [24 empty] | 0 |  |  |  | 8811 | [7 empty] | New DID, CSS 40, no VM, ONE SHOP NEW DID
4494889 | U MI CIT | LEVEL 2A | IDF 2A-503C | 2A-334 | WORKBENCHES | 3 |  | 3 |  | R2-C-06 | PHONE/WORKSTATION |  |  | R2-C-11 | WIRED SPARE |  |  | R2-A-11 | SPARE |  |  | R2-A-18 |  |  |  | R2-A-19 |  |  |  | R2-A-20 |  |  |  |  | Facilities Maintenance | 2024-02-23 |  | 1 | 2025-05-19 | N | ? | Y | [14 empty] | WSFA0156 |  |  |  | 0 |  |  | 1 |  |  |  |  | 1 | [6 empty] | 1 |  |  | 1 | 0 |  | 0 | [24 empty] | 0 |  |  |  | 8811 | [7 empty] | New DID, CSS 40, no VM, ONE SHOP NEW DID
4379888 | U MI CIT | LEVEL 3 | IDF 3-122C | 3-146 | READING ROOM | 6 |  | 3 |  |  | PACS |  |  |  | PHONE |  |  |  | SPARE | [15 empty] | RADIOLOGY-NIR-MR-OR | 2024-04-01 | [5 empty] | Y | [18 empty] | 0 | [8 empty] | 1 | [9 empty] | 0 |  | 0 | [24 empty] | 0 | [8 empty] | ANLG-CORDLESS |  |  | New DID, CSS 50, no VM, “Precision 5860 Tower – Performance” BOM from the Dell punchout/Michigan Medicine Standards, and downgrade the 1350W PSU to 750W PSU
4495522 | U MI CIT | LEVEL 2A | IDF 2A-503C | 2A-001 | ENTRY | 5 |  | 3 |  | R2-C-06 | WORKSTATION |  |  | R2-C-11 | WIRED SPARE |  |  | R2-A-11 | SPARE |  |  | R2-A-18 |  |  |  | R2-A-19 |  |  |  | R2-A-20 |  |  |  |  | PATHOLOGY-DEC SVC | 2024-03-15 |  | 0 | [18 empty] | WSPA0909 |  |  |  | 0 |  |  | 1 |  |  |  |  | 1 | [6 empty] | 2 |  |  | 1 | 0 |  | 0 | [24 empty] | 0
11111986 | U MI CIT | LEVEL 2A | IDF 2A-503C | 2A-001A | FAMILY AREA | 2 |  | 3 |  | R2-C-06 | WORKSTATION |  |  | R2-C-11 | WIRED SPARE |  |  | R2-A-11 | SPARE |  |  | R2-A-18 |  |  |  | R2-A-19 |  |  |  | R2-A-20 |  |  |  |  | PATHOLOGY-DEC SVCS | 2024-03-15 |  | 7 | [18 empty] | WSPA0914 |  |  |  | 0 |  |  |  | 1 |  | 1 | [8 empty] | 1 |  |  | 1 | 0 |  | 0 |  |  | 1 | [21 empty] | 0
6829134 | U MI CIT | LEVEL 2A | IDF 2A-503C | 2A-001A | FAMILY AREA | 4 |  | AV1 |  | R2-C-06 | AV ROOM EQUIPMENT |  |  | R2-C-11 |  |  |  | R2-A-11 |  |  |  | R2-A-18 |  |  |  | R2-A-19 |  |  |  | R2-A-20 |  |  |  |  | PATHOLOGY-DEC SVCS | 2024-03-15 |  | 7 |  | Y | [9 empty] | CDIAVS | SOUND SYSTEM | [9 empty] | 0 | [18 empty] | 0 |  | 0 | [24 empty] | 0
4494932 | U MI CIT | LEVEL 2A | IDF 2A-503C | 2A-334 | WORKBENCHES | 4 |  | 3 |  | R2-C-06 | PHONE/WORKSTATION |  |  | R2-C-11 | WIRED SPARE |  |  | R2-A-11 | SPARE |  |  | R2-A-18 |  |  |  | R2-A-19 |  |  |  | R2-A-20 |  |  |  |  | Facilities Maintenance | 2024-02-23 |  | 1 | 2025-05-19 | N | ? | Y | [14 empty] | WSFA0157 |  |  |  | 0 |  |  | 1 |  |  |  |  | 1 | [6 empty] | 1 |  |  | 1 | 0 |  | 0 | [24 empty] | 0 |  |  |  | 8811 | [7 empty] | New DID, CSS 40, no VM, ONE SHOP NEW DID
4498297 | U MI CIT | LEVEL 2A | IDF 2A-503C | 2A-334 | WORKBENCHES | 5 |  | 3 |  | R2-C-06 | PHONE/WORKSTATION |  |  | R2-C-11 | WIRED SPARE |  |  | R2-A-11 | SPARE |  |  | R2-A-18 |  |  |  | R2-A-19 |  |  |  | R2-A-20 |  |  |  |  | Facilities Maintenance | 2024-02-23 |  | 1 | 2025-05-19 | N | ? | Y | [14 empty] | WSFA0158 |  |  |  | 0 |  |  | 1 |  |  |  |  | 1 | [6 empty] | 1 |  |  | 1 | 0 |  | 0 | [24 empty] | 0 |  |  |  | 8811 | [7 empty] | New DID, CSS 40, no VM, ONE SHOP NEW DID
4494999 | U MI CIT | LEVEL 2A | IDF 2A-503C | 2A-334 | WORKBENCHES | 8 |  | 3 |  | R2-C-06 | PHONE/WORKSTATION |  |  | R2-C-11 | WIRED SPARE |  |  | R2-A-11 | SPARE |  |  | R2-A-18 |  |  |  | R2-A-19 |  |  |  | R2-A-20 |  |  |  |  | Facilities Maintenance | 2024-02-23 |  | 1 | 2025-05-19 | N | ? | Y | [14 empty] | WSFA0159 |  |  |  | 0 |  |  | 1 |  |  |  |  | 1 | [6 empty] | 1 |  |  | 1 | 0 |  | 0 | [24 empty] | 0 |  |  |  | 8811 | [7 empty] | New DID, CSS 40, no VM, ONE SHOP NEW DID
11112045 | U MI CIT | LEVEL 2A | IDF 2A-503C | 2A-003D | FAMILY AREA | 3 |  | 3 |  | R2-C-06 | WORKSTATION |  |  | R2-C-11 | WIRED SPARE |  |  | R2-A-11 | SPARE |  |  | R2-A-18 |  |  |  | R2-A-19 |  |  |  | R2-A-20 |  |  |  |  | PATHOLOGY-DEC SVCS | 2024-03-15 |  | 7 | [18 empty] | WSPA0915 |  |  |  | 0 |  |  |  | 1 |  | 1 | [8 empty] | 1 |  |  | 1 | 0 |  | 0 |  |  | 1 | [21 empty] | 0
6829426 | U MI CIT | LEVEL 2A | IDF 2A-503C | 2A-003D | FAMILY AREA | 1 |  | AV1 |  | R2-C-06 | AV ROOM EQUIPMENT |  |  | R2-C-11 |  |  |  | R2-A-11 |  |  |  | R2-A-18 |  |  |  | R2-A-19 |  |  |  | R2-A-20 |  |  |  |  | PATHOLOGY-DEC SVCS | 2024-03-15 |  | 7 |  | Y | [9 empty] | CDIAVS | SOUND SYSTEM | [9 empty] | 0 | [18 empty] | 0 |  | 0 | [24 empty] | 0
6666764 | U MI CIT | LEVEL 4 | IDF 4-304C | 4-331 | FROZEN SECTION | 2 |  | AV |  |  | SPARE |  |  |  | SPARE | [19 empty] | PATHOLOGY | 2024-03-15 |  |  |  | Y | [20 empty] | 0 | [18 empty] | 0 |  | 0 | [24 empty] | 0
7012066 | U MI CIT | LEVEL 4 | IDF 4-304C | 4-331 | FROZEN SECTION | 3 |  | AV |  |  | AV ROOM EQUIPMENT |  |  |  | AV ROOM EQUIPMENT | [19 empty] | PATHOLOGY | 2024-03-15 |  |  |  | Y | [9 empty] | CDIAVS | HUDDLE | [9 empty] | 0 | [18 empty] | 0 |  | 0 | [24 empty] | 0
5185063 | U MI CIT | LEVEL 4 | IDF 4-304C | 4-331 | FROZEN SECTION | 4 |  | AV |  |  | SPARE |  |  |  | SPARE | [19 empty] | PATHOLOGY | 2024-03-15 |  |  |  | Y | [20 empty] | 0 | [18 empty] | 0 |  | 0 | [24 empty] | 0
4705338 | U MI CIT | LEVEL 4 | IDF 4-304C | 4-331 | FROZEN SECTION | 1 |  | 3 |  |  | WIRED SPARE |  |  |  | WIRED SPARE |  |  |  | WIRED SPARE | [15 empty] | PATHOLOGY | 2024-03-15 | [24 empty] | 0 | [18 empty] | 0 |  | 0 | [24 empty] | 0
4705249 | U MI CIT | LEVEL 4 | IDF 4-304C | 4-331 | FROZEN SECTION | 5 |  | 3 |  |  | WORKSTATION |  |  |  | MEDICAL EQUIPMENT-FIXED |  |  |  | SPARE | [15 empty] | PATHOLOGY | 2024-03-15 | [20 empty] | WSPA0941 |  |  |  | 0 |  |  | 1 |  |  |  |  | 1 | [6 empty] | 2 |  |  | 1 | 0 |  | 0 | 1 | [23 empty] | 0
4705173 | U MI CIT | LEVEL 4 | IDF 4-304C | 4-331 | FROZEN SECTION | 6 |  | 3 |  |  | MEDICAL EQUIPMENT-FIXED |  |  |  | WIRED SPARE |  |  |  | SPARE | [15 empty] | PATHOLOGY | 2024-03-15 | [24 empty] | 0 | [18 empty] | 0 |  | 0 | [24 empty] | 0
6987604 | U MI CIT | LEVEL 4 | IDF 4-304C | 4-331 | FROZEN SECTION | 7 |  | 3 |  |  | PHONE/WORKSTATION |  |  |  | MEDICAL EQUIPMENT-FIXED |  |  |  | SPARE | [15 empty] | PATHOLOGY | 2024-03-15 | [5 empty] | Y | [14 empty] | WSPA0942 |  |  |  | 0 |  |  | 1 |  |  |  |  | 1 | [6 empty] | 2 |  |  | 1 | 0 |  | 0 | 1 | [23 empty] | 0 |  |  |  | 8811 | [7 empty] | New DID, CSS 40, no VM
6572405 | U MI CIT | LEVEL 4 | IDF 4-304C | 4-331 | FROZEN SECTION | 8 |  | 3 |  |  | MEDICAL EQUIPMENT-FIXED |  |  |  | WIRED SPARE |  |  |  | SPARE | [15 empty] | PATHOLOGY | 2024-03-15 | [24 empty] | 0 | [18 empty] | 0 |  | 0 | [24 empty] | 0
6572315 | U MI CIT | LEVEL 4 | IDF 4-304C | 4-331 | FROZEN SECTION | 9 |  | 3 |  |  | MEDICAL EQUIPMENT-FIXED |  |  |  | WIRED SPARE |  |  |  | SPARE | [15 empty] | PATHOLOGY | 2024-03-15 | [24 empty] | 0 | [18 empty] | 0 |  | 0 | [24 empty] | 0
6572612 | U MI CIT | LEVEL 4 | IDF 4-304C | 4-331 | FROZEN SECTION | 10 |  | 3 |  |  | MEDICAL EQUIPMENT-FIXED |  |  |  | WIRED SPARE |  |  |  | SPARE | [15 empty] | PATHOLOGY | 2024-03-15 | [24 empty] | 0 | [18 empty] | 0 |  | 0 | [24 empty] | 0
4704713 | U MI CIT | LEVEL 4 | IDF 4-304C | 4-331 | FROZEN SECTION | 11 |  | 3 |  |  | PHONE/WORKSTATION |  |  |  | LABEL PRINTER |  |  |  | SPARE | [15 empty] | PATHOLOGY | 2024-03-15 | [5 empty] | Y | [14 empty] | WSPA0943 |  | PRT-PAV0434 |  | 0 |  |  | 1 |  |  |  |  | 1 | [6 empty] | 2 |  |  | 1 | 0 |  | 0 | 1 | [22 empty] | 1 | 0 |  |  |  | 8811 | [7 empty] | New DID, CSS 40, no VM
4704733 | U MI CIT | LEVEL 4 | IDF 4-304C | 4-331 | FROZEN SECTION | 12 |  | 3 |  |  | WIRED SPARE |  |  |  | WIRED SPARE |  |  |  | WIRED SPARE | [15 empty] | PATHOLOGY | 2024-03-15 | [24 empty] | 0 | [18 empty] | 0 |  | 0 | [24 empty] | 0
4705081 | U MI CIT | LEVEL 4 | IDF 4-304C | 4-331 | FROZEN SECTION | 13 |  | 3 |  |  | MEDICAL EQUIPMENT-FIXED |  |  |  | WORKSTATION |  |  |  | SPARE | [15 empty] | PATHOLOGY | 2024-03-15 | [24 empty] | 0 |  |  | 1 |  |  |  |  | 1 | [6 empty] | 2 |  |  | 1 | 0 |  | 0 | [24 empty] | 0
6666365 | U MI CIT | LEVEL 4 | IDF 4-304C | 4-331 | FROZEN SECTION | 14 |  | 3 |  |  | MEDICAL EQUIPMENT-FIXED |  |  |  | WIRED SPARE |  |  |  | SPARE | [15 empty] | PATHOLOGY | 2024-03-15 | [24 empty] | 0 | [18 empty] | 0 |  | 0 | [24 empty] | 0
4705101 | U MI CIT | LEVEL 4 | IDF 4-304C | 4-331 | FROZEN SECTION | 15 |  | 3 |  |  | MEDICAL EQUIPMENT-FIXED |  |  |  | WORKSTATION |  |  |  | SPARE | [15 empty] | PATHOLOGY | 2024-03-15 | [24 empty] | 0 |  |  | 1 |  |  |  |  | 1 | [6 empty] | 2 |  |  | 1 | 0 |  | 0 | [24 empty] | 0
6666735 | U MI CIT | LEVEL 4 | IDF 4-304C | 4-331 | FROZEN SECTION | 16 |  | 3 |  |  | MEDICAL EQUIPMENT-FIXED |  |  |  | WIRED SPARE |  |  |  | SPARE | [15 empty] | PATHOLOGY | 2024-03-15 | [24 empty] | 0 | [18 empty] | 0 |  | 0 | [24 empty] | 0
4820765 | U MI CIT | LEVEL 5 | IDF 5-122C | 5-106 | NURSES STATION | 1 |  | 3 |  |  | ANLG-RED PHONE |  |  |  | WIRED SPARE |  |  |  | SPARE | [15 empty] | ICU STAFF | 2024-03-15 | [5 empty] | Y | [18 empty] | 0 | [18 empty] | 0 |  | 0 | [24 empty] | 0 | [7 empty] | RED PHONE |  |  |  | RED PHONE
4820677 | U MI CIT | LEVEL 5 | IDF 5-122C | 5-106 | NURSES STATION | 2 |  | 3 |  |  | WIRED SPARE |  |  |  | WIRED SPARE |  |  |  | WIRED SPARE | [15 empty] | ICU STAFF | 2024-03-15 | [24 empty] | 0 | [18 empty] | 0 |  | 0 | [24 empty] | 0
4346513 | U MI CIT | LEVEL 5 | IDF 5-122C | 5-106 | NURSES STATION | 3 |  | 3 |  |  | WORKSTATION |  |  |  | WIRED SPARE |  |  |  | SPARE | [15 empty] | ICU STAFF | 2024-03-15 | [24 empty] | 0 |  |  |  | 1 | 1 | [12 empty] | 1 | 0 |  | 0 |  |  | 1 | [21 empty] | 0
4346573 | U MI CIT | LEVEL 5 | IDF 5-122C | 5-106 | NURSES STATION | 4 |  | 3 |  |  | WORKSTATION |  |  |  | WIRED SPARE |  |  |  | SPARE | [15 empty] | ICU STAFF | 2024-03-15 | [24 empty] | 0 |  |  |  | 1 | 1 | [12 empty] | 1 | 0 |  | 0 |  |  | 1 | [21 empty] | 0
4346611 | U MI CIT | LEVEL 5 | IDF 5-122C | 5-106 | NURSES STATION | 5 |  | 3 |  |  | PHONE/WORKSTATION |  |  |  | WIRED SPARE |  |  |  | SPARE | [15 empty] | ICU STAFF | 2024-03-15 | [5 empty] | Y | [18 empty] | 0 |  |  |  | 1 | 1 | [12 empty] | 1 | 0 |  | 0 |  |  | 1 | [21 empty] | 0 |  |  |  | 8811 | [7 empty] | New DID, CSS 40, no VM
4821845 | U MI CIT | LEVEL 5 | IDF 5-122C | 5-112 | NOURISHMENT | 1 |  | 3 |  |  | WIRED SPARE |  |  |  | WIRED SPARE |  |  |  | WIRED SPARE | [15 empty] | ICU STAFF | 2024-03-15 | [24 empty] | 0 | [18 empty] | 0 |  | 0 | [24 empty] | 0
4345443 | U MI CIT | LEVEL 5 | IDF 5-122C | 5-114 | MEDICATION | 1 |  | 3 |  |  | PHONE/WORKSTATION |  |  |  | WIRED SPARE |  |  |  | SPARE | [15 empty] | ICU STAFF | 2024-03-15 | [5 empty] | Y | [18 empty] | 0 |  |  |  | 1 |  | 1 | [8 empty] | 1 |  |  | 1 | 0 |  | 0 |  |  | 1 | [21 empty] | 0 |  |  |  | 8811 | [7 empty] | New DID, CSS 40, no VM
4345930 | U MI CIT | LEVEL 5 | IDF 5-122C | 5-114 | MEDICATION | 2 |  | 3 |  |  | Pyxis MedStation (NPE01) |  |  |  | WIRED SPARE |  |  |  | SPARE | [15 empty] | ICU STAFF | 2024-03-15 | [24 empty] | 0 | [18 empty] | 0 |  | 0 | [24 empty] | 0
10988566 | U MI CIT | LEVEL 5 | IDF 5-122C | 5-114 | MEDICATION | 3 |  | 3 |  |  | MEDICAL EQUIPMENT-FIXED |  |  |  | WORKSTATION |  |  |  | SPARE | [15 empty] | ICU STAFF | 2024-03-15 | [24 empty] | 0 |  |  |  | 1 |  | 1 | [8 empty] | 1 |  |  | 1 | 0 |  | 0 |  |  | 1 | [21 empty] | 0
4345377 | U MI CIT | LEVEL 5 | IDF 5-122C | 5-114 | MEDICATION | 5 |  | 3 |  |  | WIRED SPARE |  |  |  | WIRED SPARE |  |  |  | WIRED SPARE | [15 empty] | ICU STAFF | 2024-03-15 | [24 empty] | 0 | [18 empty] | 0 |  | 0 | [24 empty] | 0
4345397 | U MI CIT | LEVEL 5 | IDF 5-122C | 5-116 | NURSES STATION | 1 |  | 3 |  |  | PHONE/WORKSTATION |  |  |  | WIRED SPARE |  |  |  | SPARE | [15 empty] | ICU STAFF | 2024-03-15 | [5 empty] | Y | [18 empty] | 0 |  |  |  | 1 | 1 | [12 empty] | 1 | 0 |  | 0 |  |  | 1 | [21 empty] | 0 |  |  |  | 8811 | [7 empty] | New DID, CSS 40, no VM
4345600 | U MI CIT | LEVEL 5 | IDF 5-122C | 5-116 | NURSES STATION | 2 |  | 3 |  |  | WORKSTATION |  |  |  | WIRED SPARE |  |  |  | SPARE | [15 empty] | ICU STAFF | 2024-03-15 | [24 empty] | 0 |  |  |  | 1 | 1 | [12 empty] | 1 | 0 |  | 0 |  |  | 1 | [21 empty] | 0
4345417 | U MI CIT | LEVEL 5 | IDF 5-122C | 5-116 | NURSES STATION | 3 |  | 3 |  |  | PHONE/WORKSTATION |  |  |  | WIRED SPARE |  |  |  | SPARE | [15 empty] | ICU STAFF | 2024-03-15 | [5 empty] | Y | [18 empty] | 0 |  |  |  | 1 | 1 | [12 empty] | 1 | 0 |  | 0 |  |  | 1 | [21 empty] | 0 |  |  |  | 8811 | [7 empty] | New DID, CSS 40, no VM
4346276 | U MI CIT | LEVEL 5 | IDF 5-122C | 5-116 | NURSES STATION | 4 |  | 3 |  |  | WORKSTATION |  |  |  | WIRED SPARE |  |  |  | SPARE | [15 empty] | ICU STAFF | 2024-03-15 | [24 empty] | 0 |  |  |  | 1 | 1 | [12 empty] | 1 | 0 |  | 0 |  |  | 1 | [21 empty] | 0
4346256 | U MI CIT | LEVEL 5 | IDF 5-122C | 5-116 | NURSES STATION | 5 |  | 3 |  |  | PHONE/WORKSTATION |  |  |  | WIRED SPARE |  |  |  | SPARE | [15 empty] | ICU STAFF | 2024-03-15 | [5 empty] | Y | [18 empty] | 0 |  |  |  | 1 | 1 | [12 empty] | 1 | 0 |  | 0 |  |  | 1 | [21 empty] | 0 |  |  |  | 8811 | [7 empty] | New DID, CSS 40, no VM
4346236 | U MI CIT | LEVEL 5 | IDF 5-122C | 5-116 | NURSES STATION | 6 |  | 3 |  |  | WORKSTATION |  |  |  | WIRED SPARE |  |  |  | SPARE | [15 empty] | ICU STAFF | 2024-03-15 | [24 empty] | 0 |  |  |  | 1 | 1 | [12 empty] | 1 | 0 |  | 0 |  |  | 1 | [21 empty] | 0
4342308 | U MI CIT | LEVEL 5 | IDF 5-122C | 5-206 | NURSES STATION | 1 |  | 3 |  |  | WORKSTATION |  |  |  | WIRED SPARE |  |  |  | SPARE | [15 empty] | ICU STAFF | 2024-03-15 | [24 empty] | 0 |  |  |  | 1 | 1 | [12 empty] | 1 | 0 |  | 0 |  |  | 1 | [21 empty] | 0
4342242 | U MI CIT | LEVEL 5 | IDF 5-122C | 5-206 | NURSES STATION | 2 |  | 3 |  |  | WORKSTATION |  |  |  | WIRED SPARE |  |  |  | SPARE | [15 empty] | ICU STAFF | 2024-03-15 | [24 empty] | 0 |  |  |  | 1 | 1 | [12 empty] | 1 | 0 |  | 0 |  |  | 1 | [21 empty] | 0 | [11 empty] | New DID, CSS 40, no VM
4342262 | U MI CIT | LEVEL 5 | IDF 5-122C | 5-206 | NURSES STATION | 3 |  | 3 |  |  | PHONE/WORKSTATION |  |  |  | WIRED SPARE |  |  |  | SPARE | [15 empty] | ICU STAFF | 2024-03-15 | [5 empty] | Y | [18 empty] | 0 |  |  |  | 1 | 1 | [12 empty] | 1 | 0 |  | 0 |  |  | 1 | [21 empty] | 0 |  |  |  | 8811
4342288 | U MI CIT | LEVEL 5 | IDF 5-122C | 5-206 | NURSES STATION | 4 |  | 3 |  |  | WORKSTATION |  |  |  | WIRED SPARE |  |  |  | SPARE | [15 empty] | ICU STAFF | 2024-03-15 | [24 empty] | 0 |  |  |  | 1 | 1 | [12 empty] | 1 | 0 |  | 0 |  |  | 1 | [21 empty] | 0
4342804 | U MI CIT | LEVEL 5 | IDF 5-122C | 5-206 | NURSES STATION | 5 |  | 3 |  |  | PHONE/WORKSTATION |  |  |  | WIRED SPARE |  |  |  | SPARE | [15 empty] | ICU STAFF | 2024-03-15 | [5 empty] | Y | [18 empty] | 0 |  |  |  | 1 | 1 | [12 empty] | 1 | 0 |  | 0 |  |  | 1 | [21 empty] | 0 |  |  |  | 8811 | [7 empty] | New DID, CSS 40, no VM
6682149 | U MI CIT | LEVEL 5 | IDF 5-122C | 5-206 | NURSES STATION | 6 |  | 3 |  |  | WORKSTATION |  |  |  | WIRED SPARE |  |  |  | SPARE | [15 empty] | ICU STAFF | 2024-03-15 | [24 empty] | 0 |  |  |  | 1 | 1 | [12 empty] | 1 | 0 |  | 0 |  |  | 1 | [21 empty] | 0
4342505 | U MI CIT | LEVEL 5 | IDF 5-122C | 5-206 | NURSES STATION | 7 |  | 3 |  |  | PHONE/WORKSTATION |  |  |  | WIRED SPARE |  |  |  | SPARE | [15 empty] | ICU STAFF | 2024-03-15 | [5 empty] | Y | [18 empty] | 0 |  |  |  | 1 | 1 | [12 empty] | 1 | 0 |  | 0 |  |  | 1 | [21 empty] | 0 |  |  |  | 8811 | [7 empty] | New DID, CSS 40, no VM
4342527 | U MI CIT | LEVEL 5 | IDF 5-122C | 5-206 | NURSES STATION | 8 |  | PM |  |  | PHYSIO MONITOR |  |  |  | PHYSIO MONITOR |  |  |  | SPARE | [15 empty] | ICU STAFF | 2024-03-15 | [7 empty] | CIC MC | CIC IX | [15 empty] | 0 | [18 empty] | 0 |  | 0 | [24 empty] | 0
4342547 | U MI CIT | LEVEL 5 | IDF 5-122C | 5-206 | NURSES STATION | 9 |  | 3 |  |  | PHONE/WORKSTATION |  |  |  | ANLG-RED PHONE |  |  |  | SPARE | [15 empty] | ICU STAFF | 2024-03-15 | [5 empty] | Y | [18 empty] | 0 |  |  |  | 1 | 1 | [12 empty] | 1 | 0 |  | 0 |  |  | 1 | [21 empty] | 0 |  |  |  | 8811 |  |  |  | RED PHONE |  |  |  | New DID, CSS 40, no VM; RED PHONE
4342567 | U MI CIT | LEVEL 5 | IDF 5-122C | 5-206 | NURSES STATION | 10 |  | 3 |  |  | WORKSTATION |  |  |  | WIRED SPARE |  |  |  | SPARE | [15 empty] | ICU STAFF | 2024-03-15 | [24 empty] | 0 |  |  |  | 1 | 1 | [12 empty] | 1 | 0 |  | 0 |  |  | 1 | [21 empty] | 0
7027424 | U MI CIT | LEVEL 5 | IDF 5-122C | 5-206 | NURSES STATION | 11 |  | 0 |  |  | FUTURE | [23 empty] | ICU STAFF | 2024-03-15 | [24 empty] | 0 | [18 empty] | 0 |  | 0 | [24 empty] | 0
4342587 | U MI CIT | LEVEL 5 | IDF 5-122C | 5-206 | NURSES STATION | 12 |  | 3 |  |  | PHONE/WORKSTATION |  |  |  | WIRED SPARE |  |  |  | SPARE | [15 empty] | ICU STAFF | 2024-03-15 | [5 empty] | Y | [18 empty] | 0 |  |  | 1 |  |  |  |  | 1 | [5 empty] | 2 |  |  |  | 1 | 0 |  | 0 |  |  | 1 | [21 empty] | 0 |  |  |  | 8811 | [7 empty] | New DID, CSS 40, no VM
4342143 | U MI CIT | LEVEL 5 | IDF 5-122C | 5-206A | NURSING WORKROOM | 1 |  | 3 |  |  | PHONE/WORKSTATION |  |  |  | WIRED SPARE |  |  |  | SPARE | [15 empty] | ICU STAFF | 2024-03-15 | [5 empty] | Y | [18 empty] | 0 |  |  |  | 1 |  | 1 | [8 empty] | 1 |  |  | 1 | 0 |  | 0 |  |  | 1 | [15 empty] | 50 | 5 |  |  |  |  | 0 |  |  |  | 8811 | [7 empty] | New DID, CSS 40, no VM; UCC phone counts for nursing and providers
4342765 | U MI CIT | LEVEL 5 | IDF 5-122C | 5-206A | NURSING WORKROOM | 5 |  | 3 |  |  | PHONE/WORKSTATION |  |  |  | WIRED SPARE |  |  |  | SPARE | [15 empty] | ICU STAFF | 2024-03-15 | [5 empty] | Y | [18 empty] | 0 |  |  |  | 1 |  | 1 | [8 empty] | 1 |  |  | 1 | 0 |  | 0 |  |  | 1 | [21 empty] | 0 |  |  |  | 8811 | [7 empty] | New DID, CSS 40, no VM
4342169 | U MI CIT | LEVEL 5 | IDF 5-122C | 5-206A | NURSING WORKROOM | 8 |  | 3 |  |  | PHONE/WORKSTATION |  |  |  | WIRED SPARE |  |  |  | SPARE | [15 empty] | ICU STAFF | 2024-03-15 | [5 empty] | Y | [18 empty] | 0 |  |  |  | 1 |  | 1 | [8 empty] | 1 |  |  | 1 | 0 |  | 0 |  |  | 1 | [21 empty] | 0 |  |  |  | 8811 | [7 empty] | New DID, CSS 40, no VM
4342196 | U MI CIT | LEVEL 5 | IDF 5-122C | 5-206A | NURSING WORKROOM | 9 |  | 3 |  |  | PHONE/WORKSTATION |  |  |  | WIRED SPARE |  |  |  | SPARE | [15 empty] | ICU STAFF | 2024-03-15 | [5 empty] | Y | [18 empty] | 0 |  |  |  | 1 |  | 1 | [8 empty] | 1 |  |  | 1 | 0 |  | 0 |  |  | 1 | [21 empty] | 0 |  |  |  | 8811 | [7 empty] | New DID, CSS 40, no VM
4342222 | U MI CIT | LEVEL 5 | IDF 5-122C | 5-206A | NURSING WORKROOM | 12 |  | 3 |  |  | PHONE/WORKSTATION |  |  |  | PRINTER |  |  |  | SPARE | [15 empty] | ICU STAFF | 2024-03-15 | [5 empty] | Y | [18 empty] | 0 |  |  |  | 1 |  | 1 | [8 empty] | 1 |  |  | 1 | 0 |  | 0 |  |  | 1 | [8 empty] | 1 | [12 empty] | 0 |  |  |  | 8811 | [7 empty] | New DID, CSS 40, no VM;ADDITIONAL PRINTER
7264912 | U MI CIT | LEVEL 5 | IDF 5-122C | 5-206A | NURSING WORKROOM | 14 |  | 3 |  |  | PHONE |  |  |  | WIRED SPARE |  |  |  | SPARE | [15 empty] | ICU STAFF | 2024-03-15 | [5 empty] | Y | [18 empty] | 0 | [18 empty] | 0 |  | 0 | [24 empty] | 0 |  |  |  | 8811 | [7 empty] | New DID, CSS 40, no VM
10870024 | U MI CIT | LEVEL 5 | IDF 5-122C | 5-206A | NURSING WORKROOM | 16 |  | 3 |  |  | WORKSTATION |  |  |  | WIRED SPARE |  |  |  | WIRED SPARE | [7 empty] | WIRED SPARE | [7 empty] | ICU STAFF | 2024-03-15 | [24 empty] | 0 |  |  |  | 1 |  | 1 | [8 empty] | 1 |  |  | 1 | 0 |  | 0 |  |  | 1 | [21 empty] | 0
4342633 | U MI CIT | LEVEL 5 | IDF 5-122C | 5-206A | NURSING WORKROOM | 3 |  | AV |  |  | MEDICAL DIGITAL SIGN MONITORING |  |  |  | MEDICAL DIGITAL SIGN CORE PC | [19 empty] | ICU STAFF | 2024-03-15 |  |  |  | Y | [9 empty] | NURSING SICKBAY | MD | [9 empty] | 0 | [18 empty] | 0 |  | 0 | [24 empty] | 0
5192973 | U MI CIT | LEVEL 5 | IDF 5-122C | 5-206A | NURSING WORKROOM | 4 |  | AV |  |  | MEDICAL DIGITAL SIGN MONITORING |  |  |  | MEDICAL DIGITAL SIGN CORE PC | [19 empty] | ICU STAFF | 2024-03-15 |  |  |  | Y | [9 empty] | NURSING SICKBAY | MD | [9 empty] | 0 | [18 empty] | 0 |  | 0 | [24 empty] | 0
5192953 | U MI CIT | LEVEL 5 | IDF 5-122C | 5-206A | NURSING WORKROOM | 7 |  | AV |  |  | WIRED SPARE |  |  |  | WIRED SPARE | [19 empty] | ICU STAFF | 2024-03-15 |  |  |  | Y | [20 empty] | 0 | [18 empty] | 0 |  | 0 | [24 empty] | 0
5192897 | U MI CIT | LEVEL 5 | IDF 5-122C | 5-206A | NURSING WORKROOM | 10 |  | AV |  |  | AV ROOM EQUIPMENT |  |  |  | AV ROOM EQUIPMENT | [19 empty] | ICU STAFF | 2024-03-15 |  |  |  | Y | [9 empty] | CDIAVS | HUDDLE | [9 empty] | 0 | [18 empty] | 0 |  | 0 | [24 empty] | 0
7264894 | U MI CIT | LEVEL 5 | IDF 5-122C | 5-206A | NURSING WORKROOM | 13 |  | AV |  |  | WIRED SPARE |  |  |  | WIRED SPARE | [19 empty] | ICU STAFF | 2024-03-15 |  |  |  | Y | [20 empty] | 0 | [18 empty] | 0 |  | 0 | [24 empty] | 0
6683321 | U MI CIT | LEVEL 5 | IDF 5-238C | 5-212 | MEDICATION | 1 |  | 3 |  |  | MEDICAL EQUIPMENT-FIXED |  |  |  | WIRED SPARE |  |  |  | SPARE | [15 empty] | ICU STAFF | 2024-03-15 | [24 empty] | 0 | [18 empty] | 0 |  | 0 | [24 empty] | 0
4348584 | U MI CIT | LEVEL 5 | IDF 5-238C | 5-212 | MEDICATION | 2 |  | 3 |  |  | WORKSTATION |  |  |  | WIRED SPARE |  |  |  | SPARE | [15 empty] | ICU STAFF | 2024-03-15 | [24 empty] | 0 |  |  |  | 1 |  | 1 | [8 empty] | 1 |  |  | 1 | 0 |  | 0 |  |  | 1 | [21 empty] | 0
4348806 | U MI CIT | LEVEL 5 | IDF 5-238C | 5-212 | MEDICATION | 3 |  | 3 |  |  | Pyxis MedStation (NPE01) |  |  |  | WIRED SPARE |  |  |  | SPARE | [15 empty] | ICU STAFF | 2024-03-15 | [24 empty] | 0 | [18 empty] | 0 |  | 0 | [24 empty] | 0
4348604 | U MI CIT | LEVEL 5 | IDF 5-238C | 5-212 | MEDICATION | 5 |  | 3 |  |  | PHONE/WORKSTATION |  |  |  | WIRED SPARE |  |  |  | SPARE | [15 empty] | ICU STAFF | 2024-03-15 | [5 empty] | Y | [18 empty] | 0 |  |  |  | 1 |  | 1 | [8 empty] | 1 |  |  | 1 | 0 |  | 0 |  |  | 1 | [21 empty] | 0 |  |  |  | 8811 | [7 empty] | New DID, CSS 40, no VM
4544528 | U MI CIT | LEVEL 5 | IDF 5-238C | 5-214 | NOURISHMENT | 1 |  | 3 |  |  | WIRED SPARE |  |  |  | WIRED SPARE |  |  |  | WIRED SPARE | [15 empty] | ICU STAFF | 2024-03-15 | [24 empty] | 0 | [18 empty] | 0 |  | 0 | [24 empty] | 0
4543643 | U MI CIT | LEVEL 5 | IDF 5-238C | 5-222 | NURSES STATION | 1 |  | 3 |  |  | PHONE/WORKSTATION |  |  |  | ANLG-RED PHONE |  |  |  | SPARE | [15 empty] | ICU STAFF | 2024-03-15 | [5 empty] | Y | [18 empty] | 0 |  |  |  | 1 | 1 | [12 empty] | 1 | 0 |  | 0 |  |  | 1 | [21 empty] | 0 |  |  |  | 8811 |  |  |  | RED PHONE |  |  |  | New DID, CSS 40, no VM; RED PHONE
10870117 | U MI CIT | LEVEL 5 | IDF 5-238C | 5-222 | NURSES STATION | 2 |  | 3 |  |  | WORKSTATION |  |  |  | WIRED SPARE |  |  |  | SPARE | [15 empty] | ICU STAFF | 2024-03-15 | [24 empty] | 0 |  |  |  | 1 | 1 | [12 empty] | 1 | 0 |  | 0 |  |  | 1 | [21 empty] | 0
7026834 | U MI CIT | LEVEL 5 | IDF 5-238C | 5-222 | NURSES STATION | 3 |  | 0 |  |  | FUTURE | [23 empty] | ICU STAFF | 2024-03-15 | [24 empty] | 0 | [18 empty] | 0 |  | 0 | [24 empty] | 0
4543787 | U MI CIT | LEVEL 5 | IDF 5-238C | 5-222 | NURSES STATION | 4 |  | PM |  |  | PHYSIO MONITOR |  |  |  | PHYSIO MONITOR |  |  |  | SPARE | [15 empty] | ICU STAFF | 2024-03-15 | [7 empty] | CIC MC | CIC IX | [15 empty] | 0 | [18 empty] | 0 |  | 0 | [24 empty] | 0
4539885 | U MI CIT | LEVEL 5 | IDF 5-238C | 5-226 | NURSES STATION | 1 |  | 3 |  |  | PHONE/WORKSTATION |  |  |  | WIRED SPARE |  |  |  | SPARE | [15 empty] | ICU STAFF | 2024-03-15 | [5 empty] | Y | [18 empty] | 0 |  |  |  | 1 | 1 | [12 empty] | 1 | 0 |  | 0 |  |  | 1 | [21 empty] | 0 |  |  |  | 8811 | [7 empty] | New DID, CSS 40, no VM
7027358 | U MI CIT | LEVEL 5 | IDF 5-238C | 5-226 | NURSES STATION | 2 |  | 0 |  |  | FUTURE | [23 empty] | ICU STAFF | 2024-03-15 | [24 empty] | 0 | [18 empty] | 0 |  | 0 | [24 empty] | 0
4540114 | U MI CIT | LEVEL 5 | IDF 5-238C | 5-226 | NURSES STATION | 3 |  | 3 |  |  | WORKSTATION | [7 empty] | SPARE | [15 empty] | ICU STAFF | 2024-03-15 | [24 empty] | 0 |  |  |  | 1 | 1 | [12 empty] | 1 | 0 |  | 0 |  |  | 1 | [21 empty] | 0
6675947 | U MI CIT | LEVEL 5 | IDF 5-238C | 5-226 | NURSES STATION | 4 |  | 3 |  |  | FLOOR FEED |  |  |  | FLOOR FEED |  |  |  | FLOOR FEED | [15 empty] | ICU STAFF | 2024-03-15 | [24 empty] | 0 | [18 empty] | 0 |  | 0 | [24 empty] | 0
4526144 | U MI CIT | LEVEL 5 | IDF 5-238C | 5-228A | OFFICE, INTENSIVIST (5) | 1 |  | 3 |  |  | WIRED SPARE |  |  |  | WIRED SPARE |  |  |  | WIRED SPARE | [15 empty] | ICU STAFF | 2024-03-15 | [24 empty] | 0 | [18 empty] | 0 |  | 0 | [24 empty] | 0
4526110 | U MI CIT | LEVEL 5 | IDF 5-238C | 5-228A | OFFICE, INTENSIVIST (5) | 2 |  | 3 |  |  | WIRED SPARE |  |  |  | WIRED SPARE |  |  |  | WIRED SPARE | [15 empty] | ICU STAFF | 2024-03-15 | [24 empty] | 0 | [18 empty] | 0 |  | 0 | [24 empty] | 0
4526064 | U MI CIT | LEVEL 5 | IDF 5-238C | 5-228A | OFFICE, INTENSIVIST (5) | 3 |  | 3 |  |  | PHONE/WORKSTATION |  |  |  | WIRED SPARE |  |  |  | SPARE | [15 empty] | ICU STAFF | 2024-03-15 | [5 empty] | Y | [18 empty] | 0 |  |  | 1 | [15 empty] | 0 |  | 0 | [24 empty] | 0 |  |  |  | 8811 | [7 empty] | New DID, CSS 40, VM Yes
6618348 | U MI CIT | LEVEL 5 | IDF 5-238C | 5-228A | OFFICE, INTENSIVIST (5) | 4 |  | 3 |  |  | PHONE/WORKSTATION |  |  |  | WIRED SPARE |  |  |  | SPARE | [15 empty] | ICU STAFF | 2024-03-15 | [5 empty] | Y | [18 empty] | 0 | [18 empty] | 0 |  | 0 | [24 empty] | 0 |  |  |  | 8811 | [7 empty] | New DID, CSS 40, VM Yes
6618381 | U MI CIT | LEVEL 5 | IDF 5-238C | 5-228A | OFFICE, INTENSIVIST (5) | 5 |  | 3 |  |  | PHONE/WORKSTATION |  |  |  | WIRED SPARE |  |  |  | SPARE | [15 empty] | ICU STAFF | 2024-03-15 | [5 empty] | Y | [18 empty] | 0 | [18 empty] | 0 |  | 0 | [24 empty] | 0 |  |  |  | 8811 | [7 empty] | New DID, CSS 40, VM Yes
4526324 | U MI CIT | LEVEL 5 | IDF 5-238C | 5-228B | EDUCATOR NOW | 1 |  | 3 |  |  | PHONE/WORKSTATION |  |  |  | WIRED SPARE |  |  |  | SPARE | [15 empty] | ICU STAFF | 2024-03-15 | [5 empty] | Y | [18 empty] | 0 |  |  | 1 |  |  |  |  | 1 | [5 empty] | 2 |  |  |  | 1 | 0 |  | 0 | [24 empty] | 0 |  |  |  | 8811 | [7 empty] | New DID, CSS 40, VM Yes
4526260 | U MI CIT | LEVEL 5 | IDF 5-238C | 5-228D | CNS NOW | 1 |  | 3 |  |  | PHONE/WORKSTATION |  |  |  | WIRED SPARE |  |  |  | SPARE | [15 empty] | ICU STAFF | 2024-03-15 | [5 empty] | Y | [18 empty] | 0 |  |  | 1 |  |  |  |  | 1 | [5 empty] | 2 |  |  |  | 1 | 0 |  | 0 | [24 empty] | 0 |  |  |  | 8811 | [7 empty] | New DID, CSS 40, VM Yes
6991486 | U MI CIT | LEVEL 5 | IDF 5-238C | 5-228F | Soc Work Care Mgr NOW | 1 |  | 3 |  |  | PHONE/WORKSTATION |  |  |  | WIRED SPARE |  |  |  | SPARE | [15 empty] | ICU STAFF | 2024-03-15 | [5 empty] | Y | [18 empty] | 0 |  |  | 1 | [7 empty] | 1 | 1 |  | 2 |  |  |  | 1 | 0 |  | 0 | [24 empty] | 0 |  |  |  | 8811 | [7 empty] | New DID, CSS 40, VM Yes
4380232 | U MI CIT | LEVEL 3 | IDF 3-122C | 3-146 | READING ROOM | 9 |  | 3 |  |  | WORKSTATION |  |  |  | PHONE |  |  |  | SPARE | [15 empty] | RADIOLOGY-NIR-MR-OR | 2024-04-01 | [5 empty] | Y | [14 empty] | WSDRP320 |  |  |  | 0 |  |  | 1 |  |  |  |  | 1 | [5 empty] | 2 |  |  |  | 1 | 0 |  | 0 | [24 empty] | 0 | [8 empty] | ANLG-CORDLESS |  |  | New DID, CSS 50, no VM
4526344 | U MI CIT | LEVEL 5 | IDF 5-238C | 5-228F | Soc Work Care Mgr NOW | 3 |  | 3 |  |  | PHONE/WORKSTATION |  |  |  | WIRED SPARE |  |  |  | SPARE | [15 empty] | ICU STAFF | 2024-03-15 | [5 empty] | Y | [18 empty] | 0 |  |  | 1 | [7 empty] | 1 | 1 |  | 2 |  |  |  | 1 | 0 |  | 0 | [24 empty] | 0 |  |  |  | 8811 | [7 empty] | New DID, CSS 40, VM Yes
4542821 | U MI CIT | LEVEL 5 | IDF 5-238C | 5-228G | Supervisor | 1 |  | 3 |  |  | PHONE/WORKSTATION |  |  |  | WIRED SPARE |  |  |  | SPARE | [15 empty] | ICU STAFF | 2024-03-15 | [5 empty] | Y | [18 empty] | 0 |  |  | 1 |  |  |  |  | 1 | [5 empty] | 2 |  |  |  | 1 | 0 |  | 0 | [24 empty] | 0 |  |  |  | 8811 | [7 empty] | New DID, CSS 60, VM Yes
4542881 | U MI CIT | LEVEL 5 | IDF 5-238C | 5-228H | MEDICAL DIRECTOR | 1 |  | 3 |  |  | PHONE/WORKSTATION |  |  |  | WIRED SPARE |  |  |  | SPARE | [15 empty] | ICU STAFF | 2024-03-15 | [5 empty] | Y | [18 empty] | 0 |  |  | 1 | [7 empty] | 1 | 1 |  | 2 |  |  |  | 1 | 0 |  | 0 | [24 empty] | 0 |  |  |  | 8811 | [7 empty] | New DID, CSS 60, VM Yes
4543227 | U MI CIT | LEVEL 5 | IDF 5-238C | 5-228K | MEDICAL DIRECTOR NOW | 1 |  | 3 |  |  | PHONE/WORKSTATION |  |  |  | WIRED SPARE |  |  |  | SPARE | [15 empty] | ICU STAFF | 2024-03-15 | [5 empty] | Y | [18 empty] | 0 |  |  | 1 | [7 empty] | 1 | 1 |  | 2 |  |  |  | 1 | 0 |  | 0 | [24 empty] | 0 |  |  |  | 8811 | [7 empty] | New DID, CSS 60, VM Yes
6677225 | U MI CIT | LEVEL 5 | IDF 5-238C | 5-228L | Supervisor | 1 |  | 3 |  |  | WIRED SPARE |  |  |  | WIRED SPARE |  |  |  | WIRED SPARE | [15 empty] | ICU STAFF | 2024-03-15 | [24 empty] | 0 | [18 empty] | 0 |  | 0 | [24 empty] | 0
6677089 | U MI CIT | LEVEL 5 | IDF 5-238C | 5-228L | Supervisor | 2 |  | 3 |  |  | PHONE/WORKSTATION |  |  |  | WIRED SPARE |  |  |  | SPARE | [15 empty] | ICU STAFF | 2024-03-15 | [5 empty] | Y | [18 empty] | 0 |  |  | 1 |  |  |  |  | 1 | [5 empty] | 2 |  |  |  | 1 | 0 |  | 0 | [24 empty] | 0 |  |  |  | 8811 | [7 empty] | New DID, CSS 60, VM Yes
4542921 | U MI CIT | LEVEL 5 | IDF 5-238C | 5-228L | Supervisor | 3 |  | 3 |  |  | WIRED SPARE |  |  |  | WIRED SPARE |  |  |  | WIRED SPARE | [15 empty] | ICU STAFF | 2024-03-15 | [24 empty] | 0 | [18 empty] | 0 |  | 0 | [24 empty] | 0
4461768 | U MI CIT | LEVEL 5 | IDF 5-304C | 5-502 | RESPITE SPACE | 1 |  | 3 |  |  | PHONE/WORKSTATION |  |  |  | WIRED SPARE |  |  |  | SPARE | [15 empty] | STAFF AREAS | 2024-03-15 | [5 empty] | Y | [18 empty] | 0 | [18 empty] | 0 |  | 0 | [24 empty] | 0 |  |  |  | 8811 | [7 empty] | New DID, CSS 40, no v
6673432 | U MI CIT | LEVEL 5 | IDF 5-304C | 5-502 | RESPITE SPACE | 2 |  | 3 |  |  | PRINTER |  |  |  | WIRED SPARE |  |  |  | SPARE | [15 empty] | STAFF AREAS | 2024-03-15 | [24 empty] | 0 | [18 empty] | 0 |  | 0 | [24 empty] | 0
4461012 | U MI CIT | LEVEL 6 | IDF 6-238C | 6-301 | FROZEN SECTION | 12 |  | AV |  |  | SPARE |  |  |  | SPARE | [19 empty] | PATHOLOGY | 2024-03-15 |  |  |  | Y | [9 empty] | PATHOLOGY | [10 empty] | 0 | [18 empty] | 0 |  | 0 | [24 empty] | 0
7048040 | U MI CIT | LEVEL 6 | IDF 6-238C | 6-301 | FROZEN SECTION | 13 |  | AV |  |  | AV ROOM EQUIPMENT |  |  |  | AV ROOM EQUIPMENT | [19 empty] | PATHOLOGY | 2024-03-15 |  |  |  | Y | [9 empty] | PATHOLOGY | [10 empty] | 0 | [18 empty] | 0 |  | 0 | [24 empty] | 0
4461056 | U MI CIT | LEVEL 6 | IDF 6-238C | 6-301 | FROZEN SECTION | 15 |  | AV |  |  | SPARE |  |  |  | SPARE | [19 empty] | PATHOLOGY | 2024-03-15 |  |  |  | Y | [9 empty] | PATHOLOGY | [10 empty] | 0 | [18 empty] | 0 |  | 0 | [24 empty] | 0
4452686 | U MI CIT | LEVEL 6 | IDF 6-238C | 6-301 | FROZEN SECTION | 1 |  | 3 |  |  | WIRED SPARE |  |  |  | AV ROOM EQUIPMENT |  |  |  | WIRED SPARE | [15 empty] | PATHOLOGY | 2024-03-15 | [24 empty] | 0 | [18 empty] | 0 |  | 0 | [24 empty] | 0
4452820 | U MI CIT | LEVEL 6 | IDF 6-238C | 6-301 | FROZEN SECTION | 2 |  | 3 |  |  | MEDICAL EQUIPMENT-FIXED |  |  |  | WIRED SPARE |  |  |  | SPARE | [15 empty] | PATHOLOGY | 2024-03-15 | [24 empty] | 0 | [18 empty] | 0 |  | 0 | [24 empty] | 0
4460690 | U MI CIT | LEVEL 6 | IDF 6-238C | 6-301 | FROZEN SECTION | 3 |  | 3 |  |  | PHONE/WORKSTATION |  |  |  | LABEL PRINTER |  |  |  | SPARE | [15 empty] | PATHOLOGY | 2024-03-15 | [5 empty] | Y | [16 empty] | PRT-PAV0638 |  | 0 |  |  | 1 |  |  |  |  | 1 | [6 empty] | 2 |  |  | 1 | 0 |  | 0 | 1 | [22 empty] | 1 | 0 |  |  |  | 8811 | [7 empty] | New DID, CSS 40, no VM
4452206 | U MI CIT | LEVEL 6 | IDF 6-238C | 6-301 | FROZEN SECTION | 4 |  | 3 |  |  | MEDICAL EQUIPMENT-FIXED |  |  |  | WIRED SPARE |  |  |  | SPARE | [15 empty] | PATHOLOGY | 2024-03-15 | [24 empty] | 0 | [18 empty] | 0 |  | 0 | [24 empty] | 0
4791065 | U MI CIT | LEVEL 6 | IDF 6-238C | 6-301 | FROZEN SECTION | 5 |  | 3 |  |  | WORKSTATION |  |  |  | WIRED SPARE |  |  |  | SPARE | [15 empty] | PATHOLOGY | 2024-03-15 | [24 empty] | 0 |  |  | 1 |  |  |  |  | 1 | [6 empty] | 2 |  |  | 1 | 0 |  | 0 | [24 empty] | 0
8025596 | U MI CIT | LEVEL 6 | IDF 6-238C | 6-301 | FROZEN SECTION | 6 |  | 3 |  |  | WIRED SPARE |  |  |  | WIRED SPARE |  |  |  | WIRED SPARE | [15 empty] | PATHOLOGY | 2024-03-15 | [24 empty] | 0 | [18 empty] | 0 |  | 0 | [24 empty] | 0
4452276 | U MI CIT | LEVEL 6 | IDF 6-238C | 6-301 | FROZEN SECTION | 7 |  | 3 |  |  | MEDICAL EQUIPMENT-FIXED |  |  |  | WIRED SPARE |  |  |  | SPARE | [15 empty] | PATHOLOGY | 2024-03-15 | [24 empty] | 0 | [18 empty] | 0 |  | 0 | [24 empty] | 0
8025614 | U MI CIT | LEVEL 6 | IDF 6-238C | 6-301 | FROZEN SECTION | 8 |  | 3 |  |  | WORKSTATION |  |  |  | MEDICAL EQUIPMENT-FIXED |  |  |  | SPARE | [15 empty] | PATHOLOGY | 2024-03-15 | [24 empty] | 0 |  |  | 1 |  |  |  |  | 1 | [6 empty] | 2 |  |  | 1 | 0 |  | 0 | [24 empty] | 0
10651706 | U MI CIT | LEVEL 6 | IDF 6-238C | 6-301 | FROZEN SECTION | 9 |  | 3 |  |  | WIRED SPARE |  |  |  | WIRED SPARE |  |  |  | WIRED SPARE | [15 empty] | PATHOLOGY | 2024-03-15 | [24 empty] | 0 | [18 empty] | 0 |  | 0 | [24 empty] | 0
4452322 | U MI CIT | LEVEL 6 | IDF 6-238C | 6-301 | FROZEN SECTION | 10 |  | 3 |  |  | MEDICAL EQUIPMENT-FIXED |  |  |  | WIRED SPARE |  |  |  | SPARE | [15 empty] | PATHOLOGY | 2024-03-15 | [24 empty] | 0 | [18 empty] | 0 |  | 0 | [24 empty] | 0
4452376 | U MI CIT | LEVEL 6 | IDF 6-238C | 6-301 | FROZEN SECTION | 11 |  | 3 |  |  | MEDICAL EQUIPMENT-FIXED |  |  |  | WIRED SPARE |  |  |  | SPARE | [15 empty] | PATHOLOGY | 2024-03-15 | [24 empty] | 0 | [18 empty] | 0 |  | 0 | [24 empty] | 0
4452422 | U MI CIT | LEVEL 6 | IDF 6-238C | 6-301 | FROZEN SECTION | 14 |  | 3 |  |  | PHONE/WORKSTATION |  |  |  | MEDICAL EQUIPMENT-FIXED |  |  |  | SPARE | [15 empty] | PATHOLOGY | 2024-03-15 | [5 empty] | Y | [12 empty] | 1 | short arm or flush mount dual monitor side by side, keyboard/mouse |  |  |  |  | 0 |  |  | 1 |  |  |  |  | 1 | [5 empty] | 2 |  |  |  | 1 | 0 |  | 0 | [24 empty] | 0 |  |  |  | 8811 | [7 empty] | New DID, CSS 40, no VM
4452492 | U MI CIT | LEVEL 6 | IDF 6-238C | 6-301 | FROZEN SECTION | 16 |  | W |  |  | WORKSTATION | [23 empty] | PATHOLOGY | 2024-03-15 | [24 empty] | 0 | [18 empty] | 0 |  | 0 | [24 empty] | 0 | [11 empty] | NOT A WALL PHONE! (and currently wall phone jack)
4452538 | U MI CIT | LEVEL 6 | IDF 6-238C | 6-301 | FROZEN SECTION | 17 |  | 3 |  |  | MEDICAL EQUIPMENT-FIXED |  |  |  | MEDICAL EQUIPMENT-FIXED |  |  |  | SPARE | [15 empty] | PATHOLOGY | 2024-03-15 | [24 empty] | 0 | [18 empty] | 0 |  | 0 | [24 empty] | 0
4452584 | U MI CIT | LEVEL 6 | IDF 6-238C | 6-301 | FROZEN SECTION | 18 |  | 3 |  |  | WIRED SPARE |  |  |  | WIRED SPARE |  |  |  | WIRED SPARE | [15 empty] | PATHOLOGY | 2024-03-15 | [24 empty] | 0 | [18 empty] | 0 |  | 0 | [24 empty] | 0
4513879 | U MI CIT | LEVEL 6 | IDF 6-238C | 6-301 | FROZEN SECTION | 19 |  | 3 |  |  | WIRED SPARE |  |  |  | WIRED SPARE |  |  |  | WIRED SPARE | [15 empty] | PATHOLOGY | 2024-03-15 | [24 empty] | 0 | [18 empty] | 0 |  | 0 | [24 empty] | 0
4513787 | U MI CIT | LEVEL 6 | IDF 6-238C | 6-301 | Frozen Section | 20 |  | 3 |  |  | WORKSTATION |  |  |  | MEDICAL EQUIPMENT-FIXED |  |  |  | SPARE | [15 empty] | PATHOLOGY | 2024-03-15 | [24 empty] | 0 |  |  | 1 |  |  |  |  | 1 | [6 empty] | 2 |  |  | 1 | 0 |  | 0 | [24 empty] | 0
4513713 | U MI CIT | LEVEL 6 | IDF 6-238C | 6-301 | FROZEN SECTION | 21 |  | 3 |  |  | WORKSTATION |  |  |  | MEDICAL EQUIPMENT-FIXED |  |  |  | SPARE | [15 empty] | PATHOLOGY | 2024-03-15 | [24 empty] | 0 |  |  | 1 |  |  |  |  | 1 | [6 empty] | 2 |  |  | 1 | 0 |  | 0 | [24 empty] | 0
4471219 | U MI CIT | LEVEL 7 | IDF 7-304C | 7-001B | OFF PATHOL | 1 |  | 3 |  |  | PRINTER |  |  |  | WIRED SPARE |  |  |  | SPARE | [15 empty] | PATHOLOGY | 2024-03-15 | [24 empty] | 0 | [18 empty] | 0 |  | 0 | [24 empty] | 0
4471175 | U MI CIT | LEVEL 7 | IDF 7-304C | 7-001B | OFF PATHOL | 2 |  | 3 |  |  | WIRED SPARE |  |  |  | WIRED SPARE |  |  |  | WIRED SPARE | [15 empty] | PATHOLOGY | 2024-03-15 | [24 empty] | 0 | [18 empty] | 0 |  | 0 | [24 empty] | 0
4471103 | U MI CIT | LEVEL 7 | IDF 7-304C | 7-001B | OFF PATHOL | 3 |  | 3 |  |  | WIRED SPARE |  |  |  | WIRED SPARE |  |  |  | WIRED SPARE | [15 empty] | PATHOLOGY | 2024-03-15 | [24 empty] | 0 | [18 empty] | 0 |  | 0 | [24 empty] | 0
4471083 | U MI CIT | LEVEL 7 | IDF 7-304C | 7-001B | OFF PATHOL | 4 |  | 3 |  |  | PHONE/WORKSTATION |  |  |  | WIRED SPARE |  |  |  | SPARE | [15 empty] | PATHOLOGY | 2024-03-15 | [5 empty] | Y | [18 empty] | 0 |  |  | 1 |  |  |  |  | 1 | [5 empty] | 2 |  |  |  | 1 | 0 |  | 0 | [24 empty] | 0 |  |  |  | 8811 | [7 empty] | New DID, CSS 40, no VM
4469524 | U MI CIT | LEVEL 7 | IDF 7-304C | 7-001D | OFFICE, MANAGER | 1 |  | 3 |  |  | WIRED SPARE |  |  |  | WIRED SPARE |  |  |  | WIRED SPARE | [15 empty] | PATHOLOGY | 2024-03-15 | [24 empty] | 0 | [18 empty] | 0 |  | 0 | [24 empty] | 0
4469478 | U MI CIT | LEVEL 7 | IDF 7-304C | 7-001D | OFFICE, MANAGER | 2 |  | 3 |  |  | PRINTER |  |  |  | WIRED SPARE |  |  |  | SPARE | [15 empty] | PATHOLOGY | 2024-03-15 | [24 empty] | 0 | [18 empty] | 0 |  | 0 | [24 empty] | 0
4469576 | U MI CIT | LEVEL 7 | IDF 7-304C | 7-001D | OFFICE, MANAGER | 3 |  | 3 |  |  | PHONE/WORKSTATION |  |  |  | WIRED SPARE |  |  |  | SPARE | [15 empty] | PATHOLOGY | 2024-03-15 | [5 empty] | Y | [18 empty] | 0 |  |  | 1 |  |  |  |  | 1 | [5 empty] | 2 |  |  |  | 1 | 0 |  | 0 | [24 empty] | 0 |  |  |  | 8811 | [7 empty] | New DID, CSS 40, VM Yes
4470067 | U MI CIT | LEVEL 7 | IDF 7-304C | 7-001D | OFFICE, MANAGER | 4 |  | 3 |  |  | PHONE/WORKSTATION |  |  |  | WIRED SPARE |  |  |  | SPARE | [15 empty] | PATHOLOGY | 2024-03-15 | [5 empty] | Y | [18 empty] | 0 |  |  | 1 |  |  |  |  | 1 | [5 empty] | 2 |  |  |  | 1 | 0 |  | 0 | [24 empty] | 0 |  |  |  | 8811 | [7 empty] | New DID, CSS 40, VM Yes
4469692 | U MI CIT | LEVEL 7 | IDF 7-304C | 7-001F | LIS EQUIPMENT ROOM | 1 |  | 3 |  |  | WIRED SPARE |  |  |  | WIRED SPARE |  |  |  | WIRED SPARE | [15 empty] | PATHOLOGY | 2024-03-15 | [24 empty] | 0 | [18 empty] | 0 |  | 0 | [24 empty] | 0
4469882 | U MI CIT | LEVEL 7 | IDF 7-304C | 7-001F | LIS EQUIPMENT ROOM | 2 |  | 3 |  |  | WIRED SPARE |  |  |  | WIRED SPARE |  |  |  | WIRED SPARE | [15 empty] | PATHOLOGY | 2024-03-15 | [24 empty] | 0 | [18 empty] | 0 |  | 0 | [24 empty] | 0
4469818 | U MI CIT | LEVEL 7 | IDF 7-304C | 7-001F | LIS EQUIPMENT ROOM | 3 |  | 3 |  |  | WIRED SPARE |  |  |  | WIRED SPARE |  |  |  | WIRED SPARE | [15 empty] | PATHOLOGY | 2024-03-15 | [24 empty] | 0 | [18 empty] | 0 |  | 0 | [24 empty] | 0
4471041 | U MI CIT | LEVEL 7 | IDF 7-304C | 7-005 | TEAM WORKROOM | 9 |  | 3 |  |  | PHONE/WORKSTATION |  |  |  | WIRED SPARE |  |  |  | SPARE | [15 empty] | PATHOLOGY | 2024-03-15 | [5 empty] | Y | [18 empty] | 0 |  |  |  | 1 |  | 1 | [8 empty] | 2 |  |  | 1 | 0 |  | 0 |  |  | 1 | [21 empty] | 0 |  |  |  | 8811 | [7 empty] | New DID, CSS 40, no VM
4796539 | U MI CIT | LEVEL 7 | IDF 7-304C | 7-005 | TEAM WORKROOM | 10 |  | 3 |  |  | WIRED SPARE |  |  |  | WIRED SPARE |  |  |  | WIRED SPARE | [15 empty] | PATHOLOGY | 2024-03-15 | [24 empty] | 0 | [18 empty] | 0 |  | 0 | [24 empty] | 0
4468639 | U MI CIT | LEVEL 7 | IDF 7-304C | 7-009 | BLOOD BANK/ DISPENSARY | 1 |  | 3 |  |  | MEDICAL EQUIPMENT-FIXED |  |  |  | WIRED SPARE |  |  |  | SPARE | [15 empty] | PATHOLOGY | 2024-03-15 | [24 empty] | 0 | [18 empty] | 0 |  | 0 | [24 empty] | 0
4468597 | U MI CIT | LEVEL 7 | IDF 7-304C | 7-009 | BLOOD BANK/ DISPENSARY | 2 |  | 3 |  |  | MEDICAL EQUIPMENT-FIXED |  |  |  | WIRED SPARE |  |  |  | SPARE | [15 empty] | PATHOLOGY | 2024-03-15 | [24 empty] | 0 | [18 empty] | 0 |  | 0 | [24 empty] | 0
4467953 | U MI CIT | LEVEL 7 | IDF 7-304C | 7-009 | BLOOD BANK/ DISPENSARY | 4 |  | 3 |  |  | PHONE/WORKSTATION |  |  |  | LABEL PRINTER |  |  |  | SPARE | [15 empty] | PATHOLOGY | 2024-03-15 | [5 empty] | Y | [18 empty] | 0 |  |  | 1 |  |  |  |  | 1 | [6 empty] | 2 |  |  | 1 | 0 |  | 0 | 1 | [19 empty] | 14 |  |  | 1 | 0 |  |  |  | 8811 | [7 empty] | New DID, CSS 40, no VM, UCC charging stations
4468541 | U MI CIT | LEVEL 7 | IDF 7-304C | 7-009 | BLOOD BANK/ DISPENSARY | 5 |  | 3 |  |  | WORKSTATION |  |  |  | LABEL PRINTER |  |  |  | SPARE | [15 empty] | PATHOLOGY | 2024-03-15 | [24 empty] | 0 |  |  | 1 |  |  |  |  | 1 | [6 empty] | 2 |  |  | 1 | 0 |  | 0 | 1 | [22 empty] | 1 | 0 | [11 empty] | UCC charging stations,
4796173 | U MI CIT | LEVEL 7 | IDF 7-304C | 7-009 | BLOOD BANK/ DISPENSARY | 6 |  | 4 |  |  | WORKSTATION |  |  |  | LAB EQUIPMENT |  |  |  | PRINTER |  |  |  | WIRED SPARE | [11 empty] | PATHOLOGY | 2024-03-15 | [24 empty] | 0 |  |  | 1 |  |  |  |  | 1 | [6 empty] | 2 |  |  | 1 | 0 |  | 0 | 1 | [9 empty] | 1 | [7 empty] | 1 | [5 empty] | 0 | [10 empty] | Pathology requesting a B620, similar to UH setup
4796153 | U MI CIT | LEVEL 7 | IDF 7-304C | 7-009 | BLOOD BANK/ DISPENSARY | 7 |  | 4 |  |  | WORKSTATION |  |  |  | LAB EQUIPMENT |  |  |  | PRINTER |  |  |  | WIRED SPARE | [11 empty] | PATHOLOGY | 2024-03-15 | [24 empty] | 0 |  |  | 1 |  |  |  |  | 1 | [6 empty] | 2 |  |  | 1 | 0 |  | 0 | 1 | [8 empty] | 1 | [8 empty] | 1 | [5 empty] | 0 | [10 empty] | Pathology requesting a C620, similar to UH setup
4468679 | U MI CIT | LEVEL 7 | IDF 7-304C | 7-009 | BLOOD BANK/ DISPENSARY | 8 |  | 4 |  |  | WORKSTATION |  |  |  | LAB EQUIPMENT |  |  |  | WIRED SPARE |  |  |  | WIRED SPARE | [11 empty] | PATHOLOGY | 2024-03-15 | [24 empty] | 0 |  |  | 1 |  |  |  |  | 1 | [6 empty] | 2 |  |  | 1 | 0 |  | 0 | 1 | [17 empty] | 1 | [5 empty] | 0
4795996 | U MI CIT | LEVEL 7 | IDF 7-304C | 7-009 | BLOOD BANK/ DISPENSARY | 9 |  | 4 |  |  | WORKSTATION |  |  |  | LAB EQUIPMENT |  |  |  | WIRED SPARE |  |  |  | WIRED SPARE | [11 empty] | PATHOLOGY | 2024-03-15 | [24 empty] | 0 |  |  | 1 |  |  |  |  | 1 | [6 empty] | 2 |  |  | 1 | 0 |  | 0 | 1 | [17 empty] | 1 | [5 empty] | 0
4469952 | U MI CIT | LEVEL 7 | IDF 7-304C | 7-009A | OFFICE | 1 |  | 3 |  |  | PHONE/WORKSTATION |  |  |  | WIRED SPARE |  |  |  | SPARE | [15 empty] | PATHOLOGY | 2024-03-15 | [5 empty] | Y | [18 empty] | 0 |  |  | 1 |  |  |  |  | 1 | [6 empty] | 2 |  |  | 1 | 0 |  | 0 | [19 empty] | 1 |  |  |  |  | 0 |  |  |  | 8811 | [7 empty] | New DID, CSS 40, no VM
4469218 | U MI CIT | LEVEL 7 | IDF 7-304C | 7-009B | POINT OF CARE TESTING | 1 |  | 3 |  |  | LAB EQUIPMENT |  |  |  | WIRED SPARE |  |  |  | SPARE | [15 empty] | PATHOLOGY | 2024-03-15 | [24 empty] | 0 | [18 empty] | 0 |  | 0 | [24 empty] | 0
4468965 | U MI CIT | LEVEL 7 | IDF 7-304C | 7-009B | POINT OF CARE TESTING | 2 |  | 3 |  |  | WORKSTATION |  |  |  | WIRED SPARE |  |  |  | SPARE | [15 empty] | PATHOLOGY | 2024-03-15 | [24 empty] | 0 |  |  | 1 |  |  |  |  | 1 | [6 empty] | 2 |  |  | 1 | 0 |  | 0 | [24 empty] | 0
4469065 | U MI CIT | LEVEL 7 | IDF 7-304C | 7-009B | POINT OF CARE TESTING | 3 |  | 3 |  |  | WIRED SPARE |  |  |  | WIRED SPARE |  |  |  | WIRED SPARE | [15 empty] | PATHOLOGY | 2024-03-15 | [24 empty] | 0 | [18 empty] | 0 |  | 0 | [24 empty] | 0
4469198 | U MI CIT | LEVEL 7 | IDF 7-304C | 7-009B | POINT OF CARE TESTING | 4 |  | 3 |  |  | LAB EQUIPMENT |  |  |  | LAB EQUIPMENT |  |  |  | SPARE | [15 empty] | PATHOLOGY | 2024-03-15 | [24 empty] | 0 |  |  | 1 |  |  |  |  | 1 | [6 empty] | 2 |  |  | 1 | 0 |  | 0 | [24 empty] | 0
4469288 | U MI CIT | LEVEL 7 | IDF 7-304C | 7-009B | POINT OF CARE TESTING | 5 |  | 3 |  |  | WIRED SPARE |  |  |  | WIRED SPARE |  |  |  | WIRED SPARE | [15 empty] | PATHOLOGY | 2024-03-15 | [24 empty] | 0 | [18 empty] | 0 |  | 0 | [24 empty] | 0
10851492 | U MI CIT | LEVEL 10 | IDF 10-334C | 10-332 | PT/OT GYM | 1 |  | 3 |  |  | WORKSTATION |  |  |  | WIRED SPARE |  |  |  | SPARE | [15 empty] | PT/OT | 2024-03-18 |  | 3 | 2025-05-19 | [17 empty] | WSPRB260 |  |  |  | 0 |  |  |  | 1 |  | 1 | [8 empty] | 1 |  |  | 1 | 0 |  | 0 |  |  | 1 | [21 empty] | 0
6630304 | U MI CIT | LEVEL 10 | IDF 10-334C | 10-332 | PT/OT GYM | 2 |  | 3 |  |  | PHONE/WORKSTATION |  |  |  | WIRED SPARE |  |  |  | SPARE | [15 empty] | PT/OT | 2024-03-18 |  | 3 | 2025-05-19 |  |  | Y | [14 empty] | WSPRB261 |  |  |  | 0 |  |  |  | 1 |  | 1 | [8 empty] | 1 |  |  | 1 | 0 |  | 0 |  |  | 1 | [21 empty] | 0 |  |  |  | 8811 | [7 empty] | New DID, CSS 40, no VM
6630341 | U MI CIT | LEVEL 10 | IDF 10-334C | 10-332 | PT/OT GYM | 3 |  | 3 |  |  | WORKSTATION |  |  |  | PRINTER |  |  |  | SPARE | [15 empty] | PT/OT | 2024-03-18 |  | 3 | 2025-05-19 | [17 empty] | WSPRB262 |  | PRT-PAV1007 |  | 0 |  |  |  | 1 |  | 1 | [8 empty] | 1 |  |  | 1 | 0 |  | 0 |  |  | 1 | [7 empty] | 1 | [13 empty] | 0
10851448 | U MI CIT | LEVEL 10 | IDF 10-334C | 10-332 | PT/OT GYM | 7 |  | 3 |  |  | WORKSTATION |  |  |  | WIRED SPARE |  |  |  | SPARE | [15 empty] | PT/OT | 2024-03-18 |  | 3 | 2025-05-19 | [17 empty] | WSPRB263 |  |  |  | 0 |  |  |  | 1 |  | 1 | [8 empty] | 1 |  |  | 1 | 0 |  | 0 |  |  | 1 | [21 empty] | 0
7086323 | U MI CIT | LEVEL 10 | IDF 10-334C | 10-332 | PT/OT GYM | 5 |  | AV |  |  | WIRED SPARE |  |  |  | WIRED SPARE | [19 empty] | PT/OT | 2024-03-18 |  | 3 | 2025-05-19 | Y | [20 empty] | 0 | [18 empty] | 0 |  | 0 | [24 empty] | 0
7086397 | U MI CIT | LEVEL 10 | IDF 10-334C | 10-332 | PT/OT GYM | 6 |  | AV1 |  |  | AV ROOM EQUIPMENT | [23 empty] | PT/OT | 2024-03-18 |  | 3 | 2025-05-19 | Y | [9 empty] | CDIAVS | HUDDLE | [9 empty] | 0 | [18 empty] | 0 |  | 0 | [24 empty] | 0
10851313 | U MI CIT | LEVEL 10 | IDF 10-334C | 10-332 | PT/OT GYM | 4 |  | PM |  |  | PHYSIO MONITOR |  |  |  | PHYSIO MONITOR |  |  |  | SPARE | [7 empty] | CAPSULE P-P |  |  |  | CAPSULE |  |  |  | PT/OT | 2024-03-18 |  | 3 | 2025-05-19 | [21 empty] | 0 | [18 empty] | 0 |  | 0 | [24 empty] | 0
6636724 | U MI CIT | LEVEL 11 | IDF 11-334C | 11-332 | PT/OT GYM | 2 |  | 3 |  |  | PHONE/WORKSTATION |  |  |  | WIRED SPARE |  |  |  | SPARE | [15 empty] | PT/OT | 2024-03-18 |  | 3 | 2025-05-19 |  |  | Y | [14 empty] | WSPRB264 |  |  |  | 0 |  |  |  | 1 |  | 1 | [8 empty] | 1 |  |  | 1 | 0 |  | 0 |  |  | 1 | [21 empty] | 0 |  |  |  | 8811 | [7 empty] | New DID, CSS 40, no VM
10842996 | U MI CIT | LEVEL 11 | IDF 11-334C | 11-332 | PT/OT GYM | 3 |  | 3 |  |  | WORKSTATION |  |  |  | WIRED SPARE |  |  |  | SPARE | [15 empty] | PT/OT | 2024-03-18 |  | 3 | 2025-05-19 | [17 empty] | WSPRB265 |  |  |  | 0 |  |  |  | 1 |  | 1 | [8 empty] | 1 |  |  | 1 | 0 |  | 0 |  |  | 1 | [21 empty] | 0
6636784 | U MI CIT | LEVEL 11 | IDF 11-334C | 11-332 | PT/OT GYM | 4 |  | 3 |  |  | WORKSTATION |  |  |  | WIRED SPARE |  |  |  | SPARE | [15 empty] | PT/OT | 2024-03-18 |  | 3 | 2025-05-19 | [17 empty] | WSPRB266 |  |  |  | 0 |  |  |  | 1 |  | 1 | [8 empty] | 1 |  |  | 1 | 0 |  | 0 |  |  | 1 | [21 empty] | 0
10843016 | U MI CIT | LEVEL 11 | IDF 11-334C | 11-332 | PT/OT GYM | 5 |  | 3 |  |  | WORKSTATION |  |  |  | PRINTER |  |  |  | SPARE | [15 empty] | PT/OT | 2024-03-18 |  | 3 | 2025-05-19 | [17 empty] | WSPRB267 |  | PRT-PAV1110 |  | 0 |  |  |  | 1 |  | 1 | [8 empty] | 1 |  |  | 1 | 0 |  | 0 |  |  | 1 | [7 empty] | 1 | [13 empty] | 0
6636836 | U MI CIT | LEVEL 11 | IDF 11-334C | 11-332 | PT/OT GYM | 6 |  | AV |  |  | WIRED SPARE |  |  |  | WIRED SPARE | [19 empty] | PT/OT | 2024-03-18 |  | 3 | 2025-05-19 | Y | [20 empty] | 0 | [18 empty] | 0 |  | 0 | [24 empty] | 0
7096237 | U MI CIT | LEVEL 11 | IDF 11-334C | 11-332 | PT/OT GYM | 7 |  | AV1 |  |  | AV ROOM EQUIPMENT | [23 empty] | PT/OT | 2024-03-18 |  | 3 | 2025-05-19 | Y | [9 empty] | CDIAVS | HUDDLE | [9 empty] | 0 | [18 empty] | 0 |  | 0 | [24 empty] | 0
10842861 | U MI CIT | LEVEL 11 | IDF 11-334C | 11-332 | PT/OT GYM | 1 |  | PM |  |  | PHYSIO MONITOR |  |  |  | PHYSIO MONITOR |  |  |  | SPARE | [7 empty] | CAPSULE P-P |  |  |  | CAPSULE |  |  |  | PT/OT | 2024-03-18 |  | 3 | 2025-05-19 | [21 empty] | 0 | [18 empty] | 0 |  | 0 | [24 empty] | 0
10834723 | U MI CIT | LEVEL 12 | IDF 12-334C | 12-332 | PT/OT GYM | 1 |  | 3 |  |  | WORKSTATION |  |  |  | WIRED SPARE |  |  |  | SPARE | [15 empty] | PT/OT | 2024-03-18 | [20 empty] | WSPRB271 |  |  |  | 0 |  |  |  | 1 |  | 1 | [8 empty] | 1 |  |  | 1 | 0 |  | 0 |  |  | 1 | [21 empty] | 0
6641333 | U MI CIT | LEVEL 12 | IDF 12-334C | 12-332 | PT/OT GYM | 2 |  | 3 |  |  | PHONE/WORKSTATION |  |  |  | WIRED SPARE |  |  |  | SPARE | [15 empty] | PT/OT | 2024-03-18 | [5 empty] | Y | [14 empty] | WSPRB272 |  |  |  | 0 |  |  |  | 1 |  | 1 | [8 empty] | 1 |  |  | 1 | 0 |  | 0 |  |  | 1 | [21 empty] | 0 |  |  |  | 8811 | [7 empty] | New DID, CSS 40, no VM
10834781 | U MI CIT | LEVEL 12 | IDF 12-334C | 12-332 | PT/OT GYM | 3 |  | 3 |  |  | WORKSTATION |  |  |  | WIRED SPARE |  |  |  | SPARE | [15 empty] | PT/OT | 2024-03-18 | [20 empty] | WSPRB273 |  |  |  | 0 |  |  |  | 1 |  | 1 | [8 empty] | 1 |  |  | 1 | 0 |  | 0 |  |  | 1 | [21 empty] | 0
6641405 | U MI CIT | LEVEL 12 | IDF 12-334C | 12-332 | PT/OT GYM | 4 |  | 3 |  |  | WORKSTATION |  |  |  | PRINTER |  |  |  | SPARE | [15 empty] | PT/OT | 2024-03-18 | [20 empty] | WSPRB274 |  | PRT-PAV1202 |  | 0 |  |  |  | 1 |  | 1 | [8 empty] | 1 |  |  | 1 | 0 |  | 0 |  |  | 1 | [7 empty] | 1 | [13 empty] | 0
7105693 | U MI CIT | LEVEL 12 | IDF 12-334C | 12-332 | PT/OT GYM | 6 |  | AV |  |  | WIRED SPARE |  |  |  | WIRED SPARE | [19 empty] | PT/OT | 2024-03-18 |  |  |  | Y | [20 empty] | 0 | [18 empty] | 0 |  | 0 | [24 empty] | 0
7105767 | U MI CIT | LEVEL 12 | IDF 12-334C | 12-332 | PT/OT GYM | 7 |  | AV1 |  |  | AV ROOM EQUIPMENT | [23 empty] | PT/OT | 2024-03-18 |  |  |  | Y | [9 empty] | CDIAVS | HUDDLE | [9 empty] | 0 | [18 empty] | 0 |  | 0 | [24 empty] | 0
10834916 | U MI CIT | LEVEL 12 | IDF 12-334C | 12-332 | PT/OT GYM | 5 |  | PM |  |  | PHYSIO MONITOR |  |  |  | PHYSIO MONITOR |  |  |  | SPARE | [7 empty] | CAPSULE P-P |  |  |  | CAPSULE |  |  |  | PT/OT | 2024-03-18 | [24 empty] | 0 | [18 empty] | 0 |  | 0 | [24 empty] | 0
4361226 | U MI CIT | LEVEL 3 | IDF 3-304C | 3-440 | PT/OT STAFF SUPPORT AREA | 2 |  | 3 |  |  | WORKSTATION |  |  |  | WIRED SPARE |  |  |  | SPARE | [15 empty] | PT/OT | 2024-03-18 | [20 empty] | DTPV0305 |  |  |  | 0 |  |  | 1 |  |  |  |  | 1 | [6 empty] | 2 |  |  | 1 | 0 |  | 0 | [24 empty] | 0 | 1
4365432 | U MI CIT | LEVEL 3 | IDF 3-304C | 3-440 | PT/OT STAFF SUPPORT AREA | 3 |  | 3 |  |  | WORKSTATION |  |  |  | WIRED SPARE |  |  |  | SPARE | [15 empty] | PT/OT | 2024-03-18 | [20 empty] | WSPRB268 |  |  |  | 0 |  |  |  | 1 |  | 1 | [8 empty] | 1 |  |  | 1 | 0 |  | 0 |  |  | 1 | [21 empty] | 0
4361246 | U MI CIT | LEVEL 3 | IDF 3-304C | 3-440 | PT/OT STAFF SUPPORT AREA | 4 |  | 3 |  |  | WORKSTATION |  |  |  | WIRED SPARE |  |  |  | SPARE | [15 empty] | PT/OT | 2024-03-18 | [20 empty] | WSPRB269 |  |  |  | 0 |  |  |  | 1 |  | 1 | [8 empty] | 1 |  |  | 1 | 0 |  | 0 |  |  | 1 | [21 empty] | 0
4365837 | U MI CIT | LEVEL 3 | IDF 3-304C | 3-440 | PT/OT STAFF SUPPORT AREA | 5 |  | 3 |  |  | WORKSTATION |  |  |  | WIRED SPARE |  |  |  | SPARE | [15 empty] | PT/OT | 2024-03-18 | [20 empty] | WSPRB270 |  |  |  | 0 |  |  |  | 1 |  | 1 | [8 empty] | 1 |  |  | 1 | 0 |  | 0 |  |  | 1 | [21 empty] | 0
4365663 | U MI CIT | LEVEL 3 | IDF 3-304C | 3-440 | PT/OT STAFF SUPPORT AREA | 6 |  | W |  |  | PHONE | [23 empty] | PT/OT | 2024-03-18 | [5 empty] | Y | [18 empty] | 0 | [18 empty] | 0 |  | 0 | [24 empty] | 0 |  |  |  | 8811W |  | NEED KIT | [5 empty] | Need WMK New DID, CSS 40, no VM
4379953 | U MI CIT | LEVEL 3 | IDF 3-122C | 3-146 | READING ROOM | 11 |  | 3 |  |  | WORKSTATION |  |  |  | PHONE |  |  |  | SPARE | [15 empty] | RADIOLOGY-NIR-MR-OR | 2024-04-01 | [5 empty] | Y | [14 empty] | WSDRP321 |  |  |  | 0 |  |  | 1 |  |  |  |  | 1 | [5 empty] | 2 |  |  |  | 1 | 0 |  | 0 | [24 empty] | 0 | [8 empty] | ANLG-CORDLESS |  |  | New DID, CSS 50, no VM
4366494 | U MI CIT | LEVEL 3 | IDF 3-304C | 3-440A | OFFICE | 1 |  | 3 |  |  | PHONE/WORKSTATION |  |  |  | WIRED SPARE |  |  |  | SPARE | [15 empty] | PT/OT | 2024-03-18 | [5 empty] | Y | [14 empty] | WSPV0162 |  |  |  | 0 |  |  | 1 |  |  |  |  | 1 | [5 empty] | 2 |  |  |  | 1 | 0 |  | 0 | [24 empty] | 0 |  |  |  | 8811 | [7 empty] | New DID, CSS 40, no VM
4366514 | U MI CIT | LEVEL 3 | IDF 3-304C | 3-440B | OFFICE | 1 |  | 3 |  |  | PHONE/WORKSTATION |  |  |  | WIRED SPARE |  |  |  | SPARE | [15 empty] | PT/OT | 2024-03-18 | [5 empty] | Y | [14 empty] | WSPV0163 |  |  |  | 0 |  |  | 1 |  |  |  |  | 1 | [5 empty] | 2 |  |  |  | 1 | 0 |  | 0 | [24 empty] | 0 |  |  |  | 8811 | [7 empty] | New DID, CSS 40, no VM
4476830 | U MI CIT | LEVEL 8 | IDF 8-334C | 8-332 | PT/OT GYM | 1 |  | PM |  |  | PHYSIO MONITOR |  |  |  | PHYSIO MONITOR |  |  |  | SPARE | [7 empty] | CAPSULE P-P |  |  |  | CAPSULE |  |  |  | PT/OT | 2024-03-18 |  | 2A | 2025-04-21 | [21 empty] | 0 | [18 empty] | 0 |  | 0 | [24 empty] | 0
4476590 | U MI CIT | LEVEL 8 | IDF 8-334C | 8-332 | PT/OT GYM | 2 |  | 3 |  |  | PHONE/WORKSTATION |  |  |  | WIRED SPARE |  |  |  | SPARE | [15 empty] | PT/OT | 2024-03-18 |  | 2A | 2025-04-21 |  |  | Y | [14 empty] | WSPRB256 |  |  |  | 0 |  |  |  | 1 |  | 1 | [8 empty] | 1 |  |  | 1 | 0 |  | 0 |  |  | 1 | [21 empty] | 0 |  |  |  | 8811 | [7 empty] | New DID, CSS 40, no VM
4476632 | U MI CIT | LEVEL 8 | IDF 8-334C | 8-332 | PT/OT GYM | 3 |  | 3 |  |  | WORKSTATION |  |  |  | WIRED SPARE |  |  |  | SPARE | [15 empty] | PT/OT | 2024-03-18 |  | 2A | 2025-04-21 | [17 empty] | WSPRB257 |  |  |  | 0 |  |  |  | 1 |  | 1 | [8 empty] | 1 |  |  | 1 | 0 |  | 0 |  |  | 1 | [21 empty] | 0
10865095 | U MI CIT | LEVEL 8 | IDF 8-334C | 8-332 | PT/OT GYM | 4 |  | 3 |  |  | WORKSTATION |  |  |  | WIRED SPARE |  |  |  | SPARE | [15 empty] | PT/OT | 2024-03-18 |  | 2A | 2025-04-21 | [17 empty] | WSPRB258 |  |  |  | 0 |  |  |  | 1 |  | 1 | [8 empty] | 1 |  |  | 1 | 0 |  | 0 |  |  | 1 | [21 empty] | 0
10865115 | U MI CIT | LEVEL 8 | IDF 8-334C | 8-332 | PT/OT GYM | 5 |  | 3 |  |  | WORKSTATION |  |  |  | PRINTER |  |  |  | SPARE | [15 empty] | PT/OT | 2024-03-18 |  | 2A | 2025-04-21 | [17 empty] | WSPRB259 |  | PRT-PAV0814 |  | 0 |  |  |  | 1 |  | 1 | [8 empty] | 1 |  |  | 1 | 0 |  | 0 |  |  | 1 | [7 empty] | 1 | [13 empty] | 0
5208793 | U MI CIT | LEVEL 8 | IDF 8-334C | 8-332 | PT/OT GYM | 6 |  | AV |  |  | WIRED SPARE |  |  |  | WIRED SPARE | [19 empty] | PT/OT | 2024-03-18 |  | 2A | 2025-04-21 | Y | [20 empty] | 0 | [18 empty] | 0 |  | 0 | [24 empty] | 0
10865218 | U MI CIT | LEVEL 8 | IDF 8-334C | 8-332 | PT/OT GYM | 7 |  | AV1 |  |  | AV ROOM EQUIPMENT | [23 empty] | PT/OT | 2024-03-18 |  | 2A | 2025-04-21 | Y | [9 empty] | CDIAVS | HUDDLE | [9 empty] | 0 | [18 empty] | 0 |  | 0 | [24 empty] | 0
4474953 | U MI CIT | LEVEL 8 | IDF 8-438C | 8-404 | WORKSTATION, TECHS | 1 |  | 3 |  |  | WORKSTATION |  |  |  | WIRED SPARE |  |  |  | SPARE | [15 empty] | EMU-EEG Staff | 2024-03-18 |  | 2A | 2025-04-21 | [17 empty] | wsnu0294 |  |  |  | 0 |  |  | 1 |  |  |  |  | 1 | [5 empty] | 1 |  |  |  | 1 | 0 |  | 0 | [24 empty] | 0
4474983 | U MI CIT | LEVEL 8 | IDF 8-438C | 8-404 | WORKSTATION, TECHS | 2 |  | 3 |  |  | WORKSTATION |  |  |  | WIRED SPARE |  |  |  | SPARE | [15 empty] | EMU-EEG Staff | 2024-03-18 |  | 2A | 2025-04-21 | [17 empty] | wsnu0295 |  |  |  | 0 |  |  | 1 |  |  |  |  | 1 | [5 empty] | 1 |  |  |  | 1 | 0 |  | 0 | [24 empty] | 0
4475003 | U MI CIT | LEVEL 8 | IDF 8-438C | 8-404 | WORKSTATION, TECHS | 3 |  | 3 |  |  | PHONE/WORKSTATION |  |  |  | WIRED SPARE |  |  |  | SPARE | [15 empty] | EMU-EEG Staff | 2024-03-18 |  | 2A | 2025-04-21 |  |  | Y | [14 empty] | wsnu0296 |  |  |  | 0 |  |  | 1 |  |  |  |  | 1 | [5 empty] | 1 |  |  |  | 1 | 0 |  | 0 | [24 empty] | 0 |  |  |  | 8811 | [7 empty] | New DID, CSS 40, VM Yes - put all 3 extension in a hunt group that rings at the same time then after 3 rings calls route to EEG Break Room then to Voicemail
4475141 | U MI CIT | LEVEL 8 | IDF 8-438C | 8-404 | WORKSTATION, TECHS | 9 |  | 3 |  |  | PHONE/WORKSTATION |  |  |  | WIRED SPARE |  |  |  | SPARE | [15 empty] | EMU-EEG Staff | 2024-03-18 |  | 2A | 2025-04-21 |  |  | Y | [14 empty] | wsnu0299 |  |  |  | 0 |  |  | 1 |  |  |  |  | 1 | [5 empty] | 1 |  |  |  | 1 | 0 |  | 0 | [24 empty] | 0 |  |  |  | 8811 | [7 empty] | New DID, CSS 40, VM Yes - put all 3 extension in a hunt group that rings at the same time then after 3 rings calls route to EEG Break Room then to Voicemail
4475081 | U MI CIT | LEVEL 8 | IDF 8-438C | 8-404 | WORKSTATION, TECHS | 12 |  | 3 |  |  | PHONE/WORKSTATION |  |  |  | WIRED SPARE |  |  |  | SPARE | [15 empty] | EMU-EEG Staff | 2024-03-18 |  | 2A | 2025-04-21 |  |  | Y | [14 empty] | wsnu0302 |  |  |  | 0 |  |  | 1 |  |  |  |  | 1 | [5 empty] | 1 |  |  |  | 1 | 0 |  | 0 | [24 empty] | 0 |  |  |  | 8811
8341459 | U MI CIT | LEVEL 8 | IDF 8-438C | 8-404 | WORKSTATION, TECHS | 4 |  | 3 |  |  | WORKSTATION |  |  |  | WIRED SPARE |  |  |  | SPARE | [15 empty] | EMU-EEG Staff | 2024-03-18 |  | 2A | 2025-04-21 | [17 empty] | wsnu0297 |  |  |  | 0 |  |  | 1 |  |  |  |  | 1 | [5 empty] | 1 |  |  |  | 1 | 0 |  | 0 | [24 empty] | 0
4475023 | U MI CIT | LEVEL 8 | IDF 8-438C | 8-404 | WORKSTATION, TECHS | 5 |  | 3 |  |  | WORKSTATION |  |  |  | WIRED SPARE |  |  |  | SPARE | [15 empty] | EMU-EEG Staff | 2024-03-18 |  | 2A | 2025-04-21 | [17 empty] | wsnu0298 |  |  |  | 0 |  |  | 1 |  |  |  |  | 1 | [5 empty] | 1 |  |  |  | 1 | 0 |  | 0 | [24 empty] | 0
10567730 | U MI CIT | LEVEL 8 | IDF 8-438C | 8-404 | WORKSTATION, TECHS | 6 |  | AV |  |  | AV ROOM EQUIPMENT |  |  |  | AV ROOM EQUIPMENT | [19 empty] | EMU-EEG Staff | 2024-03-18 |  | 2A | 2025-04-21 | Y | [9 empty] | CDIAVS | [10 empty] | 0 | [18 empty] | 0 |  | 0 | [24 empty] | 0 | [11 empty] | Need to have 2-55"+ monitors on the Salamander at L6 and 6 SFF computers to support the system. Need to find a place for the 6 workstations​ Need to have an HDMI cable for meetings. Need to have keyboard/mouse to control computers ​
5207137 | U MI CIT | LEVEL 8 | IDF 8-438C | 8-404 | WORKSTATION, TECHS | 7 |  | AV |  |  | AV ROOM EQUIPMENT |  |  |  | AV ROOM EQUIPMENT | [19 empty] | EMU-EEG Staff | 2024-03-18 |  | 2A | 2025-04-21 | Y | [9 empty] | CDIAVS | [10 empty] | 0 | [18 empty] | 0 |  | 0 | [24 empty] | 0
8341711 | U MI CIT | LEVEL 8 | IDF 8-438C | 8-404 | WORKSTATION, TECHS | 8 |  | 3 |  |  | PRINTER |  |  |  | WIRED SPARE |  |  |  | SPARE | [15 empty] | EMU-EEG Staff | 2024-03-18 |  | 2A | 2025-04-21 | [19 empty] | PRT-PAV0804 |  | 0 | [18 empty] | 0 |  | 0 | [11 empty] | 1 | [12 empty] | 0
4475121 | U MI CIT | LEVEL 8 | IDF 8-438C | 8-404 | WORKSTATION, TECHS | 10 |  | 3 |  |  | WORKSTATION |  |  |  | WIRED SPARE |  |  |  | SPARE | [15 empty] | EMU-EEG Staff | 2024-03-18 |  | 2A | 2025-04-21 | [17 empty] | wsnu0300 |  |  |  | 0 |  |  | 1 |  |  |  |  | 1 | [5 empty] | 1 |  |  |  | 1 | 0 |  | 0 | [24 empty] | 0
4475043 | U MI CIT | LEVEL 8 | IDF 8-438C | 8-404 | WORKSTATION, TECHS | 11 |  | 3 |  |  | WORKSTATION |  |  |  | WIRED SPARE |  |  |  | SPARE | [15 empty] | EMU-EEG Staff | 2024-03-18 |  | 2A | 2025-04-21 | [17 empty] | wsnu0301 |  |  |  | 0 |  |  | 1 |  |  |  |  | 1 | [5 empty] | 1 |  |  |  | 1 | 0 |  | 0 | [24 empty] | 0
4475101 | U MI CIT | LEVEL 8 | IDF 8-438C | 8-404 | WORKSTATION, TECHS | 14 |  | 3 |  |  | WORKSTATION |  |  |  | WIRED SPARE |  |  |  | SPARE | [15 empty] | EMU-EEG Staff | 2024-03-18 |  | 2A | 2025-04-21 | [17 empty] | wsnu0303 |  |  |  | 0 |  |  | 1 |  |  |  |  | 1 | [5 empty] | 1 |  |  |  | 1 | 0 |  | 0 | [24 empty] | 0 | [11 empty] | New DID, CSS 40, VM Yes - put all 3 extension in a hunt group that rings at the same time then after 3 rings calls route to EEG Break Room then to Voicemail
4352196 | U MI CIT | LEVEL 8 | IDF 8-438C | 8-418 | MONITORING ROOM | 1 |  | AV |  |  | WIRED SPARE |  |  |  | WIRED SPARE | [19 empty] | EMU-EEG Staff | 2024-03-18 |  | 2A | 2025-04-21 | Y | [20 empty] | 0 | [18 empty] | 0 |  | 0 | [24 empty] | 0
10867673 | U MI CIT | LEVEL 8 | IDF 8-438C | 8-418 | MONITORING ROOM | 2 |  | AV |  |  | WIRED SPARE |  |  |  | WIRED SPARE | [19 empty] | EMU-EEG Staff | 2024-03-18 |  | 2A | 2025-04-21 | Y | [20 empty] | 0 | [18 empty] | 0 |  | 0 | [24 empty] | 0
4352176 | U MI CIT | LEVEL 8 | IDF 8-438C | 8-418 | MONITORING ROOM | 3 |  | 3 |  |  | WIRED SPARE |  |  |  | WIRED SPARE |  |  |  | WIRED SPARE | [15 empty] | EMU-EEG Staff | 2024-03-18 |  | 2A | 2025-04-21 | [21 empty] | 0 | [18 empty] | 0 |  | 0 | [24 empty] | 0
6620674 | U MI CIT | LEVEL 8 | IDF 8-438C | 8-418 | MONITORING ROOM | 7 |  | 3 |  |  | PHONE/WORKSTATION |  |  |  | WIRED SPARE |  |  |  | SPARE | [15 empty] | EMU-EEG Staff | 2024-03-18 |  | 2A | 2025-04-21 |  |  | Y | [14 empty] | WSNU0310 |  |  |  | 0 |  |  | 1 |  |  |  |  | 1 | [5 empty] | 2 |  |  |  | 1 | 0 |  | 0 | [24 empty] | 0 |  |  |  | 8811 | [7 empty] | New DID, CSS 40, no VM. Nurse call phone in this room (request 2) Clinical Engineering. ​ AV controller and review needed for this room, kvm switch – control monitors (wired/wireless) - cord/cable management.
4352474 | U MI CIT | LEVEL 8 | IDF 8-438C | 8-418 | MONITORING ROOM | 4 |  | AV |  |  | WIRED SPARE |  |  |  | WIRED SPARE | [19 empty] | EMU-EEG Staff | 2024-03-18 |  | 2A | 2025-04-21 | Y | [20 empty] | 0 | [18 empty] | 0 |  | 0 | [24 empty] | 0
5206672 | U MI CIT | LEVEL 8 | IDF 8-438C | 8-418 | MONITORING ROOM | 9 |  | 3 |  |  | PHONE/WORKSTATION |  |  |  | WIRED SPARE |  |  |  | SPARE | [15 empty] | EMU-EEG Staff | 2024-03-18 |  | 2A | 2025-04-21 |  |  | Y | [14 empty] | WSNU0311 |  |  |  | 0 |  |  | 1 |  |  |  |  | 1 | [5 empty] | 2 |  |  |  | 1 | 0 |  | 0 | [24 empty] | 0 |  |  |  | 8811 | [7 empty] | New DID, CSS 40, no VM
4352649 | U MI CIT | LEVEL 8 | IDF 8-438C | 8-418 | MONITORING ROOM | 5 |  | AV |  |  | WIRED SPARE |  |  |  | WIRED SPARE | [19 empty] | EMU-EEG Staff | 2024-03-18 |  | 2A | 2025-04-21 | Y | [20 empty] | 0 | [18 empty] | 0 |  | 0 | [24 empty] | 0
4352116 | U MI CIT | LEVEL 8 | IDF 8-438C | 8-418 | MONITORING ROOM | 6 |  | 3 |  |  | WIRED SPARE |  |  |  | WIRED SPARE |  |  |  | WIRED SPARE | [15 empty] | EMU-EEG Staff | 2024-03-18 |  | 2A | 2025-04-21 | [21 empty] | 0 | [18 empty] | 0 |  | 0 | [24 empty] | 0
7056567 | U MI CIT | LEVEL 8 | IDF 8-438C | 8-418 | MONITORING ROOM | 8 |  | AV |  |  | WIRED SPARE |  |  |  | WIRED SPARE | [19 empty] | EMU-EEG Staff | 2024-03-18 |  | 2A | 2025-04-21 | Y | [20 empty] | 0 | [18 empty] | 0 |  | 0 | [24 empty] | 0
4474069 | U MI CIT | LEVEL 8 | IDF 8-438C | 8-428 | EEG EVOKE | 2 |  | 3 |  |  | MEDICAL EQUIPMENT-MOBILE |  |  |  | WIRED SPARE |  |  |  | SPARE | [15 empty] | EMU-EEG Staff | 2024-03-18 |  | 2A | 2025-04-21 | [21 empty] | 0 | [18 empty] | 0 |  | 0 | [24 empty] | 0
6625924 | U MI CIT | LEVEL 9 | IDF 9-334C | 9-106 | NURSES STATION | 5 |  | 3 |  |  | PHONE/WORKSTATION |  |  |  | LABEL PRINTER |  |  |  | LABEL PRINTER | [15 empty] | NURSES STATION | 2024-09-09 |  | 2B | 2025-04-07 |  |  | Y | [14 empty] | WSIU3151 |  | PRT-PAV0911 | PRT-PAV0918 | 0 |  |  |  | 1 | 1 | [12 empty] | 1 | 0 |  | 0 |  |  | 1 | [18 empty] | 1 |  | 1 | 0 |  |  |  | 8811 | [7 empty] | New DID, CSS 40, no VM
4483636 | U MI CIT | LEVEL 9 | IDF 9-334C | 9-332 | PT/OT GYM | 3 |  | 3 |  |  | WORKSTATION |  |  |  | WIRED SPARE |  |  |  | SPARE | [15 empty] | PT/OT | 2024-03-18 |  | 2B | 2025-04-07 | [17 empty] | WSPRB217 |  |  |  | 0 |  |  |  | 1 |  | 1 | [8 empty] | 1 |  |  | 1 | 0 |  | 0 |  |  | 1 | [21 empty] | 0
10857943 | U MI CIT | LEVEL 9 | IDF 9-334C | 9-332 | PT/OT GYM | 4 |  | 3 |  |  | WORKSTATION |  |  |  | PRINTER |  |  |  | SPARE | [15 empty] | PT/OT | 2024-03-18 |  | 2B | 2025-04-07 | [17 empty] | WSPRB218 |  | PRT-PAV0906 |  | 0 |  |  |  | 1 |  | 1 | [8 empty] | 1 |  |  | 1 | 0 |  | 0 |  |  | 1 | [7 empty] | 1 | [13 empty] | 0
10857963 | U MI CIT | LEVEL 9 | IDF 9-334C | 9-332 | PT/OT GYM | 5 |  | 3 |  |  | WORKSTATION |  |  |  | WIRED SPARE |  |  |  | SPARE | [15 empty] | PT/OT | 2024-03-18 |  | 2B | 2025-04-07 | [17 empty] | WSPRB219 |  |  |  | 0 |  |  |  | 1 |  | 1 | [8 empty] | 1 |  |  | 1 | 0 |  | 0 |  |  | 1 | [21 empty] | 0
4483316 | U MI CIT | LEVEL 9 | IDF 9-334C | 9-332 | PT/OT GYM | 6 |  | AV |  |  | WIRED SPARE |  |  |  | WIRED SPARE | [19 empty] | PT/OT | 2024-03-18 |  | 2B | 2025-04-07 | Y | [20 empty] | 0 | [18 empty] | 0 |  | 0 | [24 empty] | 0
7061763 | U MI CIT | LEVEL 9 | IDF 9-334C | 9-332 | PT/OT GYM | 7 |  | AV1 |  |  | AV ROOM EQUIPMENT | [23 empty] | PT/OT | 2024-03-18 |  | 2B | 2025-04-07 | Y | [9 empty] | CDIAVS | HUDDLE | [9 empty] | 0 | [18 empty] | 0 |  | 0 | [24 empty] | 0
4483162 | U MI CIT | LEVEL 9 | IDF 9-334C | 9-332 | PT/OT GYM | 1 |  | PM |  |  | PHYSIO MONITOR |  |  |  | PHYSIO MONITOR |  |  |  | SPARE | [7 empty] | CAPSULE P-P |  |  |  | CAPSULE |  |  |  | PT/OT | 2024-03-18 |  | 2B | 2025-04-07 | [21 empty] | 0 | [18 empty] | 0 |  | 0 | [24 empty] | 0
5522206 | U MI CIT | LEVEL 10 | IDF 10-122C | 10-214 | COMMUNAL TEAMING | 2 |  | 3 |  |  | WIRED SPARE |  |  |  | WIRED SPARE |  |  |  | WIRED SPARE | [15 empty] | UNIVERSAL PATIENT STAFF | 2024-03-19 |  | 3 | 2025-05-19 | [21 empty] | 0 | [18 empty] | 0 |  | 0 | [24 empty] | 0
4379325 | U MI CIT | LEVEL 3 | IDF 3-122C | 3-146 | READING ROOM | 14 |  | 3 |  |  | WORKSTATION |  |  |  | PHONE |  |  |  | SPARE | [15 empty] | RADIOLOGY-NIR-MR-OR | 2024-04-01 | [5 empty] | Y | [14 empty] | WSDRP323 |  |  |  | 0 |  |  | 1 |  |  |  |  | 1 | [5 empty] | 2 |  |  |  | 1 | 0 |  | 0 | [24 empty] | 0 | [8 empty] | ANLG-CORDLESS |  |  | New DID, CSS 50, no VM
7091533 | U MI CIT | LEVEL 10 | IDF 10-122C | 10-214 | COMMUNAL TEAMING | 3 |  | AV |  |  | AV ROOM EQUIPMENT |  |  |  | AV ROOM EQUIPMENT | [19 empty] | UNIVERSAL PATIENT STAFF | 2024-03-19 |  | 3 | 2025-05-19 | Y | [9 empty] | CDIAVS | huddle | [9 empty] | 0 | [18 empty] | 0 |  | 0 | [24 empty] | 0
5486643 | U MI CIT | LEVEL 10 | IDF 10-122C | 10-214B | TBD | 1 |  | 3 |  |  | PHONE/WORKSTATION |  |  |  | WIRED SPARE |  |  |  | SPARE | [15 empty] | UNIVERSAL PATIENT STAFF | 2024-03-19 |  | 3 | 2025-05-19 |  |  | Y | [14 empty] | Intune |  |  |  | 0 |  | 1 | [8 empty] | 1 | 1 |  | 2 |  |  |  | 1 | 0 |  | 0 | [24 empty] | 0 |  |  |  | 8811 | [7 empty] | New DID, CSS 40, no VM
5486611 | U MI CIT | LEVEL 10 | IDF 10-122C | 10-214D | MD HOTEL OFFICE | 1 |  | 3 |  |  | PHONE/WORKSTATION |  |  |  | WIRED SPARE |  |  |  | SPARE | [15 empty] | UNIVERSAL PATIENT STAFF | 2024-03-19 |  | 3 | 2025-05-19 |  |  | Y | [14 empty] | Intune |  |  |  | 0 |  | 1 | [8 empty] | 1 | 1 |  | 2 |  |  |  | 1 | 0 |  | 0 | [24 empty] | 0 |  |  |  | 8811 | [7 empty] | New DID, CSS 40, no VM
4379365 | U MI CIT | LEVEL 3 | IDF 3-122C | 3-146 | READING ROOM | 16 |  | 3 |  |  | WORKSTATION |  |  |  | PHONE |  |  |  | SPARE | [15 empty] | RADIOLOGY-NIR-MR-OR | 2024-04-01 | [5 empty] | Y | [14 empty] | WSDRP324 |  |  |  | 0 |  |  | 1 |  |  |  |  | 1 | [5 empty] | 2 |  |  |  | 1 | 0 |  | 0 | [24 empty] | 0 | [8 empty] | ANLG-CORDLESS |  |  | New DID, CSS 50, no VM
5486340 | U MI CIT | LEVEL 10 | IDF 10-122C | 10-214F | ADMIN | 2 |  | 3 |  |  | WORKSTATION |  |  |  | WIRED SPARE |  |  |  | SPARE | [15 empty] | UNIVERSAL PATIENT STAFF | 2024-03-19 |  | 3 | 2025-05-19 | [21 empty] | 0 |  | 1 | [8 empty] | 1 | 1 |  | 2 |  |  |  | 1 | 0 |  | 0 | [24 empty] | 0 |  |  | JABBER (N/E?) | [8 empty] | Jabber - New or Exist? TBD - CSS 40, VM Yes
4379405 | U MI CIT | LEVEL 3 | IDF 3-122C | 3-146 | READING ROOM | 18 |  | 3 |  |  | WORKSTATION |  |  |  | PHONE |  |  |  | SPARE | [15 empty] | RADIOLOGY-NIR-MR-OR | 2024-04-01 | [5 empty] | Y | [14 empty] | WSDRP325 |  |  |  | 0 |  |  | 1 |  |  |  |  | 1 | [5 empty] | 2 |  |  |  | 1 | 0 |  | 0 | [24 empty] | 0 | [8 empty] | ANLG-CORDLESS |  |  | New DID, CSS 50, no VM
5486702 | U MI CIT | LEVEL 10 | IDF 10-122C | 10-216 | OFFICE, SOCIAL WORK | 2 |  | 3 |  |  | PHONE/WORKSTATION |  |  |  | WIRED SPARE |  |  |  | SPARE | [15 empty] | UNIVERSAL PATIENT STAFF | 2024-03-19 |  | 3 | 2025-05-19 |  |  | Y | [14 empty] | Intune |  |  |  | 0 |  | 1 | [8 empty] | 1 | 1 |  | 2 |  |  |  | 1 | 0 |  | 0 | [24 empty] | 0 |  |  |  | 8811 | [7 empty] | New DID, CSS 40, VM Yes
4842809 | U MI CIT | LEVEL 10 | IDF 10-438C | 10-402A | ADMIN | 1 |  | 3 |  |  | PHONE/WORKSTATION |  |  |  | WIRED SPARE |  |  |  | SPARE | [15 empty] | UNIVERSAL PATIENT STAFF | 2024-03-19 |  | 3 | 2025-05-19 |  |  | Y | [18 empty] | 0 |  | 1 | [8 empty] | 1 | 1 |  | 2 |  |  |  | 1 | 0 |  | 0 | [24 empty] | 0 |  |  |  | 8811 | [7 empty] | New DID, CSS 40, VM Yes
4842781 | U MI CIT | LEVEL 10 | IDF 10-438C | 10-402B | OFFICE, NM | 1 |  | 3 |  |  | PHONE/WORKSTATION |  |  |  | WIRED SPARE |  |  |  | SPARE | [15 empty] | UNIVERSAL PATIENT STAFF | 2024-03-19 |  | 3 | 2025-05-19 |  |  | Y | [14 empty] | Intune |  |  |  | 0 |  | 1 | [8 empty] | 1 | 1 |  | 2 |  |  |  | 1 | 0 |  | 0 | [24 empty] | 0 |  |  |  | 8811 | [7 empty] | New DID, CSS 40, VM Yes
4842774 | U MI CIT | LEVEL 10 | IDF 10-438C | 10-402D | OFFICE, SUPVSR | 1 |  | 3 |  |  | PHONE/WORKSTATION |  |  |  | WIRED SPARE |  |  |  | SPARE | [15 empty] | UNIVERSAL PATIENT STAFF | 2024-03-19 |  | 3 | 2025-05-19 |  |  | Y | [14 empty] | Intune |  |  |  | 0 |  | 1 | [8 empty] | 1 | 1 |  | 2 |  |  |  | 1 | 0 |  | 0 | [24 empty] | 0 |  |  |  | 8811 | [7 empty] | New DID, CSS 40, VM Yes
4843568 | U MI CIT | LEVEL 10 | IDF 10-438C | 10-402F | OFFICE CNS / EDU | 1 |  | 3 |  |  | PHONE/WORKSTATION |  |  |  | WIRED SPARE |  |  |  | SPARE | [15 empty] | UNIVERSAL PATIENT STAFF | 2024-03-19 |  | 3 | 2025-05-19 |  |  | Y | [14 empty] | Intune |  |  |  | 0 |  | 1 | [8 empty] | 1 | 1 |  | 2 |  |  |  | 1 | 0 |  | 0 | [24 empty] | 0 |  |  |  | 8811 | [7 empty] | New DID, CSS 40, VM Yes
4377238 | U MI CIT | LEVEL 3 | IDF 3-238C | 3-212 | ANESTHESIA INDUCTION ROOM | 4 |  | AS |  |  | PHONE |  |  |  | WIRED SPARE |  |  |  | WORKSTATION |  |  |  | PHYSIO MONITOR |  |  |  | PHYSIO MONITOR |  |  |  | CAPSULE |  |  |  | ANESTHESIA | 2024-09-25 | [5 empty] | Y | [12 empty] | 1 | anest. boom flush mount for micro cpu, 24-inch Dell monitor, 24-inch ELO monitor, wireless BCMA scanner, keyboard and mouse | WSAN0641 |  |  |  | 0 |  |  |  | 1 |  |  | 1 | [6 empty] | 1 |  | 1 |  |  | 0 | 1 | 0 |  | 1 | 1 | [21 empty] | 0 | [8 empty] | ANLG-CPE |  |  | New DID, CSS 40 no VM - Customer purchaes phone we label jack with DID
7100382 | U MI CIT | LEVEL 11 | IDF 11-122C | 11-214 | COMMUNAL TEAMING | 1 |  | AV |  |  | AV ROOM EQUIPMENT |  |  |  | AV ROOM EQUIPMENT | [19 empty] | UNIVERSAL PATIENT STAFF | 2024-03-19 |  | 3 | 2025-05-19 | Y | [9 empty] | CDIAVS | HUDDLE | [9 empty] | 0 | [18 empty] | 0 |  | 0 | [19 empty] | 8 |  |  |  |  | 0
7100453 | U MI CIT | LEVEL 11 | IDF 11-122C | 11-214 | COMMUNAL TEAMING | 3 |  | AV |  |  | SPARE |  |  |  | SPARE | [19 empty] | UNIVERSAL PATIENT STAFF | 2024-03-19 |  | 3 | 2025-05-19 | Y | [20 empty] | 0 | [18 empty] | 0 |  | 0 | [24 empty] | 0
4377096 | U MI CIT | LEVEL 3 | IDF 3-238C | 3-212 | ANESTHESIA INDUCTION ROOM | 8 |  | AS |  |  | PHONE |  |  |  | WIRED SPARE |  |  |  | WORKSTATION |  |  |  | PHYSIO MONITOR |  |  |  | PHYSIO MONITOR |  |  |  | CAPSULE |  |  |  | ANESTHESIA | 2024-09-25 | [5 empty] | Y | [12 empty] | 1 | anest. boom flush mount for micro cpu, 24-inch Dell monitor, 24-inch ELO monitor, wireless BCMA scanner, keyboard and mouse | WSAN0642 |  |  |  | 0 |  |  |  | 1 |  |  | 1 | [6 empty] | 1 |  | 1 |  |  | 0 | 1 | 0 |  | 1 | 1 | [21 empty] | 0 | [8 empty] | ANLG-CPE |  |  | New DID, CSS 40 no VM - Customer purchaes phone we label jack with DID
5488804 | U MI CIT | LEVEL 11 | IDF 11-122C | 11-214F | ADMIN | 1 |  | 3 |  |  | PHONE/WORKSTATION |  |  |  | WIRED SPARE |  |  |  | SPARE | [15 empty] | UNIVERSAL PATIENT STAFF | 2024-03-19 |  | 3 | 2025-05-19 |  |  | Y | [18 empty] | 0 |  | 1 | [8 empty] | 1 | 1 |  | 2 |  |  |  | 1 | 0 |  | 0 | [24 empty] | 0 |  |  |  | 8811 | [7 empty] | New DID, CSS 40, VM Yes
5488850 | U MI CIT | LEVEL 11 | IDF 11-122C | 11-214F | ADMIN | 2 |  | 3 |  |  | PHONE/WORKSTATION |  |  |  | WIRED SPARE |  |  |  | SPARE | [15 empty] | UNIVERSAL PATIENT STAFF | 2024-03-19 |  | 3 | 2025-05-19 |  |  | Y | [18 empty] | 0 |  | 1 | [8 empty] | 1 | 1 |  | 2 |  |  |  | 1 | 0 |  | 0 | [24 empty] | 0 |  |  |  | 8811 | [7 empty] | New DID, CSS 40, VM Yes
4799413 | U MI CIT | LEVEL 3 | IDF 3-238C | 3-222A | CODE ROOM | 4 |  | AS |  |  | PHONE |  |  |  | WIRED SPARE | [7 empty] | PHYSIO MONITOR |  |  |  | PHYSIO MONITOR |  |  |  | WORKSTATION |  |  |  | RADIOLOGY PATIENTS | 2024-03-14 | [5 empty] | Y | [14 empty] | WSRD1490 |  |  |  | 0 |  |  |  | 1 |  |  | 1 | [6 empty] | 1 |  |  |  | 1 | 0 |  | 0 |  | 1 | 1 | 1 | [20 empty] | 0 | [8 empty] | ANLG-CPE |  |  | New DID, CSS 40, VM No; Customer will purchase DECT 6.0
5489091 | U MI CIT | LEVEL 11 | IDF 11-122C | 11-216 | OFFICE, SOCIAL WORK | 2 |  | 3 |  |  | PHONE/WORKSTATION |  |  |  | WIRED SPARE |  |  |  | SPARE | [15 empty] | UNIVERSAL PATIENT STAFF | 2024-03-19 |  | 3 | 2025-05-19 |  |  | Y | [14 empty] | WSPV0073 |  |  |  | 0 |  | 1 | [8 empty] | 1 | 1 |  | 2 |  |  |  | 1 | 0 |  | 0 | [24 empty] | 0 |  |  |  | 8811 | [7 empty] | New DID, CSS 40, VM Yes
4852469 | U MI CIT | LEVEL 11 | IDF 11-438C | 11-402A | ADMIN | 1 |  | 3 |  |  | PHONE/WORKSTATION |  |  |  | WIRED SPARE |  |  |  | SPARE | [15 empty] | UNIVERSAL PATIENT STAFF | 2024-03-19 |  | 3 | 2025-05-19 |  |  | Y | [18 empty] | 0 |  | 1 | [8 empty] | 1 | 1 |  | 2 |  |  |  | 1 | 0 |  | 0 | [24 empty] | 0 |  |  |  | 8811 | [7 empty] | New DID, CSS 40, VM Yes
4852441 | U MI CIT | LEVEL 11 | IDF 11-438C | 11-402B | OFFICE, NM | 1 |  | 3 |  |  | PHONE/WORKSTATION |  |  |  | WIRED SPARE |  |  |  | SPARE | [15 empty] | UNIVERSAL PATIENT STAFF | 2024-03-19 |  | 3 | 2025-05-19 |  |  | Y | [14 empty] | WSPV0074 |  |  |  | 0 |  | 1 | [8 empty] | 1 | 1 |  | 2 |  |  |  | 1 | 0 |  | 0 | [24 empty] | 0 |  |  |  | 8811 | [7 empty] | New DID, CSS 40, VM Yes
4852434 | U MI CIT | LEVEL 11 | IDF 11-438C | 11-402D | OFFICE, SUPVSR | 1 |  | 3 |  |  | PHONE/WORKSTATION |  |  |  | WIRED SPARE |  |  |  | SPARE | [15 empty] | UNIVERSAL PATIENT STAFF | 2024-03-19 |  | 3 | 2025-05-19 |  |  | Y | [14 empty] | WSPV0075 |  |  |  | 0 |  | 1 | [8 empty] | 1 | 1 |  | 2 |  |  |  | 1 | 0 |  | 0 | [24 empty] | 0 |  |  |  | 8811 | [7 empty] | New DID, CSS 40, VM Yes
10647173 | U MI CIT | LEVEL 3 | IDF 3-238C | 3-222K | NURSE WORK | 3 |  | 3 |  |  | PRINTER |  |  |  | FAX |  |  |  | LABEL PRINTER | [15 empty] | RADIOLOGY PATIENTS | 2024-03-14 | [5 empty] | Y | [16 empty] | PRT-PAV0321 | PRT-PAV0331 | 0 | [18 empty] | 0 |  | 0 | [13 empty] | 1 | [9 empty] | 1 | 0 | [8 empty] | ANLG-FAX |  |  | New DID, CSS 40, no VM
4852582 | U MI CIT | LEVEL 11 | IDF 11-438C | 11-402F | OFFICE, CNS / EDU | 2 |  | 3 |  |  | PHONE/WORKSTATION |  |  |  | WIRED SPARE |  |  |  | SPARE | [15 empty] | UNIVERSAL PATIENT STAFF | 2024-03-19 |  | 3 | 2025-05-19 |  |  | Y | [14 empty] | WSPV0077 |  |  |  | 0 |  | 1 | [8 empty] | 1 | 1 |  | 2 |  |  |  | 1 | 0 |  | 0 | [24 empty] | 0 |  |  |  | 8811 | [7 empty] | New DID, CSS 40, VM Yes
7108022 | U MI CIT | LEVEL 12 | IDF 12-122C | 12-214 | COMMUNAL TEAMING | 1 |  | AV |  |  | AV ROOM EQUIPMENT |  |  |  | AV ROOM EQUIPMENT | [19 empty] | UNIVERSAL PATIENT STAFF | 2024-03-19 |  |  |  | Y |  | Y | [7 empty] | CDIAVS | huddle | [9 empty] | 0 | [18 empty] | 0 |  | 0 | [19 empty] | 8 |  |  |  |  | 0
7107977 | U MI CIT | LEVEL 12 | IDF 12-122C | 12-214 | COMMUNAL TEAMING | 3 |  | AV |  |  | AV ROOM EQUIPMENT |  |  |  | AV ROOM EQUIPMENT | [19 empty] | UNIVERSAL PATIENT STAFF | 2024-03-19 |  |  |  | Y | [9 empty] | CDIAVS | [10 empty] | 0 | [18 empty] | 0 |  | 0 | [24 empty] | 0
4362068 | U MI CIT | LEVEL 3 | IDF 3-304C | 3-406 | RT HUDDLE SPACE | 1 |  | 3 |  |  | PRINTER |  |  |  | FAX |  |  |  | SPARE | [15 empty] | RESPIRATORY THERAPY | 2024-02-22 |  |  |  | N | Y | Y | [16 empty] | PRT-PAV0322 |  | 0 | [18 empty] | 0 |  | 0 | [13 empty] | 1 | [10 empty] | 0 | [8 empty] | ANLG-FAX |  |  | New DID, CSS 40, no VM
5525369 | U MI CIT | LEVEL 12 | IDF 12-122C | 12-214F | ADMIN | 1 |  | 3 |  |  | PHONE/WORKSTATION |  |  |  | WIRED SPARE |  |  |  | SPARE | [15 empty] | UNIVERSAL PATIENT STAFF | 2024-03-19 | [5 empty] | Y | [14 empty] | INTUNE |  |  |  | 0 |  | 1 | [8 empty] | 1 | 1 |  | 2 |  |  |  | 1 | 0 |  | 0 | [24 empty] | 0 |  |  |  | 8811 | [7 empty] | New DID, CSS 40, VM Yes
5525283 | U MI CIT | LEVEL 12 | IDF 12-122C | 12-214F | ADMIN | 2 |  | 3 |  |  | PHONE/WORKSTATION |  |  |  | WIRED SPARE |  |  |  | SPARE | [15 empty] | UNIVERSAL PATIENT STAFF | 2024-03-19 | [5 empty] | Y | [14 empty] | INTUNE |  |  |  | 0 |  | 1 | [8 empty] | 1 | 1 |  | 2 |  |  |  | 1 | 0 |  | 0 | [24 empty] | 0 |  |  |  | 8811 | [7 empty] | New DID, CSS 40, VM Yes
8020324 | U MI CIT | LEVEL 3 | IDF 3-304C | 3-434 | SWAT STORAGE | 1 |  | 3 |  |  | PHONE/WORKSTATION |  |  |  | FAX |  |  |  | SPARE | [15 empty] | SWAT | 2024-02-05 |  |  |  | N | Y | Y | [14 empty] | WSER0151 |  |  |  | 0 |  |  | 1 |  |  |  |  | 1 | [6 empty] | 2 |  |  | 1 | 0 |  | 0 | [18 empty] | 2 | 1 |  |  |  |  | 0 |  |  |  | 8811 |  |  |  |  | ANLG-FAX |  |  | New DID, CSS 40, no VM. UCC/iPads will need a charging station, PHONE/WORKSTATION (ADD)
5524822 | U MI CIT | LEVEL 12 | IDF 12-122C | 12-216 | OFFICE, SOCIAL WORK | 2 |  | 3 |  |  | PHONE/WORKSTATION |  |  |  | WIRED SPARE |  |  |  | SPARE | [15 empty] | UNIVERSAL PATIENT STAFF | 2024-03-19 | [5 empty] | Y | [14 empty] | INTUNE |  |  |  | 0 |  | 1 | [8 empty] | 1 | 1 |  | 2 |  |  |  | 1 | 0 |  | 0 | [24 empty] | 0 |  |  |  | 8811 | [7 empty] | New DID, CSS 40, VM Yes
4854120 | U MI CIT | LEVEL 12 | IDF 12-438C | 12-402A | ADMIN | 1 |  | 3 |  |  | PHONE/WORKSTATION |  |  |  | WIRED SPARE |  |  |  | SPARE | [15 empty] | UNIVERSAL PATIENT STAFF | 2024-03-19 | [5 empty] | Y | [14 empty] | INTUNE |  |  |  | 0 |  | 1 | [8 empty] | 1 | 1 |  | 2 |  |  |  | 1 | 0 |  | 0 | [24 empty] | 0 |  |  |  | 8811 | [7 empty] | New DID, CSS 40, VM Yes
4854092 | U MI CIT | LEVEL 12 | IDF 12-438C | 12-402B | OFFICE, NM | 1 |  | 3 |  |  | PHONE/WORKSTATION |  |  |  | WIRED SPARE |  |  |  | SPARE | [15 empty] | UNIVERSAL PATIENT STAFF | 2024-03-19 | [5 empty] | Y | [14 empty] | INTUNE |  |  |  | 0 |  | 1 | [8 empty] | 1 | 1 |  | 2 |  |  |  | 1 | 0 |  | 0 | [24 empty] | 0 |  |  |  | 8811 | [7 empty] | New DID, CSS 40, VM Yes
4854085 | U MI CIT | LEVEL 12 | IDF 12-438C | 12-402D | OFFICE, SUPVSR | 1 |  | 3 |  |  | PHONE/WORKSTATION |  |  |  | WIRED SPARE |  |  |  | SPARE | [15 empty] | UNIVERSAL PATIENT STAFF | 2024-03-19 | [5 empty] | Y | [14 empty] | INTUNE |  |  |  | 0 |  | 1 | [8 empty] | 1 | 1 |  | 2 |  |  |  | 1 | 0 |  | 0 | [24 empty] | 0 |  |  |  | 8811 | [7 empty] | New DID, CSS 40, VM Yes
7460826 | U MI CIT | LEVEL 3 | IDF 3-304C | 3-434 | SWAT STORAGE | 2 |  | 3 |  |  | PHONE/WORKSTATION |  |  |  | PRINTER |  |  |  | Pyxis MedStation 2-Drawer (NPE05) | [15 empty] | SWAT | 2024-03-05 |  |  |  | N | Y | Y | [14 empty] | WSER0152 |  | PRT-PAV0323 |  | 0 |  |  | 1 |  |  |  |  | 1 | [6 empty] | 2 |  |  | 1 | 0 |  | 0 | [13 empty] | 1 |  |  |  |  | 1 | 1 |  |  |  |  | 0 |  |  |  | 8811 |  |  |  |  | ANLG-FAX |  |  | New DID, CSS 40, no VM/FAX New DID, CSS 40. Need smallest Xerox CT MFD w /fax to go under counter, PRINTER (ADD), PHONE/WORKSTATION (ADD)
4854233 | U MI CIT | LEVEL 12 | IDF 12-438C | 12-402F | OFFICE, CNS / EDU | 2 |  | 3 |  |  | PHONE/WORKSTATION |  |  |  | WIRED SPARE |  |  |  | SPARE | [15 empty] | UNIVERSAL PATIENT STAFF | 2024-03-19 | [5 empty] | Y | [14 empty] | INTUNE |  |  |  | 0 |  | 1 | [8 empty] | 1 | 1 |  | 2 |  |  |  | 1 | 0 |  | 0 | [24 empty] | 0 |  |  |  | 8811 | [7 empty] | New DID, CSS 40, VM Yes
5176907 | U MI CIT | LEVEL 3 | IDF 3-304C | 3-440 | PT/OT STAFF SUPPORT AREA | 1 |  | AV6 |  |  | FAX |  |  |  | MEDICAL DIGITAL SIGN MONITORING |  |  |  | MEDICAL DIGITAL SIGN CORE PC | [7 empty] | PRINTER | [7 empty] | PT/OT | 2024-03-18 | [5 empty] | Y | [7 empty] | CDIAVS | MD | [7 empty] | PRT-PAV0324 |  | 0 | [10 empty] | 5 | [7 empty] | 0 |  | 0 | [13 empty] | 1 |  |  |  |  | 18 | [5 empty] | 0 | [8 empty] | ANLG-FAX |  |  | New DID, CSS 40, no VM
7011865 | U MI CIT | LEVEL 8 | IDF 8-122C | 8-214 | COMMUNAL TEAMING | 1 |  | AV |  |  | PRINTER |  |  |  | AV ROOM EQUIPMENT | [19 empty] | UNIVERSAL PATIENT STAFF | 2024-03-19 |  | 2A | 2025-04-21 | [10 empty] | CDIAVS | huddle | [7 empty] | PRT-PAV0802 |  | 0 | [18 empty] | 0 |  | 0 | [13 empty] | 1 | [5 empty] | 8 |  |  |  |  | 0
7011856 | U MI CIT | LEVEL 8 | IDF 8-122C | 8-214 | COMMUNAL TEAMING | 2 |  | AV |  |  | AV ROOM EQUIPMENT |  |  |  | AV ROOM EQUIPMENT | [19 empty] | UNIVERSAL PATIENT STAFF | 2024-03-19 |  | 2A | 2025-04-21 | [10 empty] | CDIAVS | [10 empty] | 0 | [18 empty] | 0 |  | 0 | [24 empty] | 0
4690861 | U MI CIT | LEVEL 4 | IDF 4-122C | 4-124 | OFFICE, SUPPLY CHAIN | 5 |  | 3 |  |  | PRINTER |  |  |  | FAX |  |  |  | SPARE | [15 empty] | PERIOP ADMIN | 2024-03-22 | [5 empty] | Y | [16 empty] | PRT-PAV0402 |  | 0 | [18 empty] | 0 |  | 0 | [14 empty] | 1 | [9 empty] | 0 | [8 empty] | ANLG-FAX |  |  | New DID, CSS 40, no VM;ADDITIONAL PRINTER
4829521 | U MI CIT | LEVEL 8 | IDF 8-438C | 8-364A | OFFICE | 1 |  | 3 |  |  | PHONE/WORKSTATION |  |  |  | WIRED SPARE |  |  |  | SPARE | [15 empty] | UNIVERSAL PATIENT STAFF | 2024-03-19 |  | 2A | 2025-04-21 |  |  | Y | [14 empty] | LTPV0000 |  |  |  | 0 |  |  | 1 | [7 empty] | 1 | 1 |  | 2 |  |  |  | 1 | 0 |  | 0 | [19 empty] | 7 |  |  |  |  | 0 |  |  |  | 8811 | [7 empty] | New DID, CSS 40, no VM
7038676 | U MI CIT | LEVEL 4 | IDF 4-304C | 4-316 | OPERATING ROOM | 10 |  | AS |  |  | PHONE |  |  |  | WIRED SPARE |  |  |  | WORKSTATION | [7 empty] | PHYSIO MONITOR | [7 empty] | OR | 2024-08-07 | OR 11 |  |  |  |  | Y |  |  |  |  | CANVAS | [13 empty] | 0 | [18 empty] | 0 |  | 0 | [24 empty] | 0 | [8 empty] | ANLG-CPE |  |  | New shared DID in OR, CSS 40,no VM (ANES)
4829391 | U MI CIT | LEVEL 8 | IDF 8-438C | 8-364B | OFFICE | 1 |  | 3 |  |  | PHONE/WORKSTATION |  |  |  | WIRED SPARE |  |  |  | SPARE | [15 empty] | UNIVERSAL PATIENT STAFF | 2024-03-19 |  | 2A | 2025-04-21 |  |  | Y | [14 empty] | LTPV0002 |  |  |  | 0 |  |  | 1 | [7 empty] | 1 | 1 |  | 2 |  |  |  | 1 | 0 |  | 0 | [24 empty] | 0 |  |  |  | 8811 | [7 empty] | New DID, CSS 40, no VM
4829590 | U MI CIT | LEVEL 8 | IDF 8-438C | 8-364D | OFFICE | 1 |  | 3 |  |  | PHONE/WORKSTATION |  |  |  | WIRED SPARE |  |  |  | SPARE | [15 empty] | UNIVERSAL PATIENT STAFF | 2024-03-19 |  | 2A | 2025-04-21 |  |  | Y | [14 empty] | LTPV0003 |  |  |  | 0 |  |  | 1 | [7 empty] | 1 | 1 |  | 2 |  |  |  | 1 | 0 |  | 0 | [24 empty] | 0 |  |  |  | 8811 | [7 empty] | New DID, CSS 40, no VM
4829650 | U MI CIT | LEVEL 8 | IDF 8-438C | 8-364F | OFFICE | 1 |  | 3 |  |  | PHONE/WORKSTATION |  |  |  | WIRED SPARE |  |  |  | SPARE | [15 empty] | UNIVERSAL PATIENT STAFF | 2024-03-19 |  | 2A | 2025-04-21 |  |  | Y | [14 empty] | LTPV0004 |  |  |  | 0 |  |  | 1 | [7 empty] | 1 | 1 |  | 2 |  |  |  | 1 | 0 |  | 0 | [24 empty] | 0 |  |  |  | 8811 | [7 empty] | New DID, CSS 40, no VM
4829718 | U MI CIT | LEVEL 8 | IDF 8-438C | 8-364G | OFFICE CNS | 1 |  | 3 |  |  | PHONE/WORKSTATION |  |  |  | WIRED SPARE |  |  |  | SPARE | [15 empty] | UNIVERSAL PATIENT STAFF | 2024-03-19 |  | 2A | 2025-04-21 |  |  | Y | [14 empty] | LTPV0005 |  |  |  | 0 |  |  | 1 | [7 empty] | 1 | 1 |  | 2 |  |  |  | 1 | 0 |  | 0 | [24 empty] | 0 |  |  |  | 8811 | [7 empty] | New DID, CSS 40, no VM
4829764 | U MI CIT | LEVEL 8 | IDF 8-438C | 8-366H | OFFICE EDU | 1 |  | 3 |  |  | PHONE/WORKSTATION |  |  |  | WIRED SPARE |  |  |  | SPARE | [15 empty] | UNIVERSAL PATIENT STAFF | 2024-03-19 |  | 2A | 2025-04-21 |  |  | Y | [14 empty] | LTPV0006 |  |  |  | 0 |  |  | 1 | [7 empty] | 1 | 1 |  | 2 |  |  |  | 1 | 0 |  | 0 | [24 empty] | 0 |  |  |  | 8811 | [7 empty] | New DID, CSS 40, no VM
4494506 | U MI CIT | LEVEL 9 | IDF 9-122C | 9-214 | COMMUNAL TEAMING | 1 |  | AV |  |  | AV ROOM EQUIPMENT |  |  |  | AV ROOM EQUIPMENT | [19 empty] | UNIVERSAL PATIENT STAFF | 2024-03-19 |  | 2B | 2025-04-07 | [10 empty] | CDIAVS | huddle | [9 empty] | 0 | [18 empty] | 0 |  | 0 | [19 empty] | 8 |  |  |  |  | 0
7064565 | U MI CIT | LEVEL 9 | IDF 9-122C | 9-214 | COMMUNAL TEAMING | 5 |  | AV |  |  | WIRED SPARE |  |  |  | WIRED SPARE | [19 empty] | UNIVERSAL PATIENT STAFF | 2024-03-19 |  | 2B | 2025-04-07 | [21 empty] | 0 | [18 empty] | 0 |  | 0 | [24 empty] | 0
7003971 | U MI CIT | LEVEL 4 | IDF 4-304C | 4-316 | OPERATING ROOM | 28 |  | AS |  |  | PHONE |  |  |  | WIRED SPARE |  |  |  | WORKSTATION | [7 empty] | PHYSIO MONITOR | [7 empty] | OR | 2024-08-07 | OR 11 |  |  |  |  | Y |  |  |  |  | CANVAS | [7 empty] | 1 | anest. boom flush mount for micro cpu, 24-inch Dell monitor, 24-inch ELO monitor, wireless BCMA scanner, keyboard and mouse |  |  |  |  | 0 |  |  |  | 1 |  |  | 1 | [6 empty] | 1 |  | 1 |  |  | 0 | 1 | 0 |  | 1 | 1 | [21 empty] | 0 | [8 empty] | ANLG-CPE |  |  | New shared DID in OR, CSS 40,no VM (ANES)
5217987 | U MI CIT | LEVEL 9 | IDF 9-122C | 9-214 | COMMUNAL TEAMING | 4 |  | 3 |  |  | WIRED SPARE |  |  |  | WIRED SPARE |  |  |  | WIRED SPARE | [15 empty] | UNIVERSAL PATIENT STAFF | 2024-03-19 |  | 2B | 2025-04-07 | [21 empty] | 0 | [18 empty] | 0 |  | 0 | [24 empty] | 0
7038960 | U MI CIT | LEVEL 4 | IDF 4-304C | 4-318 | OPERATING ROOM | 12 |  | AS |  |  | PHONE |  |  |  | WIRED SPARE |  |  |  | WORKSTATION | [7 empty] | PHYSIO MONITOR | [7 empty] | OR | 2024-08-07 | OR 13 |  |  |  |  | Y |  |  |  |  | CANVAS | [13 empty] | 0 | [18 empty] | 0 |  | 0 | [24 empty] | 0 | [8 empty] | ANLG-CPE |  |  | New shared DID in OR, CSS 40,no VM (ANES)
4485578 | U MI CIT | LEVEL 9 | IDF 9-334C | 9-106 | NURSES STATION | 9 |  | 3 |  |  | PHONE/WORKSTATION |  |  |  | WIRED SPARE |  |  |  | SPARE | [15 empty] | NURSES STATION | 2024-09-09 |  | 2B | 2025-04-07 |  |  | Y | [14 empty] | WSIU3153 |  |  |  | 0 |  |  |  | 1 | 1 | [12 empty] | 1 | 0 |  | 0 |  |  | 1 | [21 empty] | 0 |  |  |  | 8811 | [7 empty] | New DID, CSS 40, no VM
4486533 | U MI CIT | LEVEL 9 | IDF 9-334C | 9-114 | IMAGING WORKROOM | 2 |  | 3 |  |  | PHONE/WORKSTATION |  |  |  | WIRED SPARE |  |  |  | SPARE | [15 empty] | RADIOLOGY | 2024-10-14 |  | 2B | 2025-04-07 |  |  | Y | [14 empty] | WSRD1424 |  |  |  | 0 |  |  |  | 1 |  | 1 | [8 empty] | 1 |  |  | 1 | 0 |  | 0 |  |  | 1 | [21 empty] | 0 |  |  |  | 8811 | [7 empty] | New DID, CSS 40 No VM
10813178 | U MI CIT | LEVEL 9 | IDF 9-122C | 9-206 | TEAM ROOM | 6 |  | 3 |  |  | PHONE/WORKSTATION |  |  |  | WIRED SPARE |  |  |  | SPARE | [15 empty] | PAVILION CORE TEAM | 2024-08-29 |  | 2B | 2025-04-07 |  |  | Y | [14 empty] | WSPV0016 |  |  |  | 0 |  |  |  | 1 |  | 1 | [8 empty] | 1 |  |  | 1 | 0 |  | 0 |  |  | 1 | [21 empty] | 0 |  |  |  | 8811 | [7 empty] | New DID, CSS 40, no VM
10813446 | U MI CIT | LEVEL 9 | IDF 9-122C | 9-206 | TEAM ROOM | 13 |  | 3 |  |  | PHONE/WORKSTATION |  |  |  | WIRED SPARE |  |  |  | SPARE | [15 empty] | PAVILION CORE TEAM | 2024-08-29 |  | 2B | 2025-04-07 |  |  | Y | [14 empty] | WSPV0018 |  |  |  | 0 |  |  |  | 1 |  | 1 | [8 empty] | 1 |  |  | 1 | 0 |  | 0 |  |  | 1 | [21 empty] | 0 |  |  |  | 8811 | [7 empty] | New DID, CSS 40, no VM
7004217 | U MI CIT | LEVEL 4 | IDF 4-304C | 4-318 | OPERATING ROOM | 28 |  | AS |  |  | PHONE |  |  |  | WIRED SPARE |  |  |  | WORKSTATION | [7 empty] | PHYSIO MONITOR | [7 empty] | OR | 2024-08-07 | OR 13 |  |  |  |  | Y |  |  |  |  | CANVAS | [7 empty] | 1 | anest. boom flush mount for micro cpu, 24-inch Dell monitor, 24-inch ELO monitor, wireless BCMA scanner, keyboard and mouse |  |  |  |  | 0 |  |  |  | 1 |  |  | 1 | [6 empty] | 1 |  | 1 |  |  | 0 | 1 | 0 |  | 1 | 1 | [21 empty] | 0 | [8 empty] | ANLG-CPE |  |  | New shared DID in OR, CSS 40,no VM (ANES)
10813518 | U MI CIT | LEVEL 9 | IDF 9-122C | 9-206 | TEAM ROOM | 1 |  | 3 |  |  | PHONE/WORKSTATION |  |  |  | WORKSTATION |  |  |  | SPARE | [15 empty] | PAVILION CORE TEAM | 2024-09-19 |  | 2B | 2025-04-07 |  |  | Y | [14 empty] | WSPV0013 | WSPV0014 |  |  | 0 |  |  |  | 2 |  | 2 | [8 empty] | 2 |  |  | 2 | 0 |  | 0 |  |  | 2 | [21 empty] | 0 |  |  |  | 8811 | [7 empty] | New DID, CSS 40, no VM
4502639 | U MI CIT | LEVEL 2A | MDF 2A-338C | 2A-336 | HITS WORKROOM | 1 |  | 3 |  | R5-B-16 | WORKSTATION |  |  | R6-B-05 | WIRED SPARE |  |  | R6-B-03 | SPARE |  |  | R6-F-13 |  |  |  | R6-F-14 |  |  |  | R6-F-15 |  |  |  |  | HITS - EI | 2024-03-22 |  | 1 | 2025-05-19 | [17 empty] | WSMCD088 |  |  |  | 0 |  |  | 1 | [8 empty] | 1 |  | 2 |  |  |  | 1 | 0 |  | 0 | [24 empty] | 0
7039174 | U MI CIT | LEVEL 4 | IDF 4-304C | 4-322 | OPERATING ROOM | 12 |  | AS |  |  | PHONE |  |  |  | WIRED SPARE |  |  |  | WORKSTATION | [7 empty] | PHYSIO MONITOR | [7 empty] | OR | 2024-08-07 | OR 15 |  |  |  |  | Y |  |  |  |  | CANVAS | [13 empty] | 0 | [18 empty] | 0 |  | 0 | [24 empty] | 0 | [8 empty] | ANLG-CPE |  |  | New shared DID in OR, CSS 40,no VM (ANES)
4502781 | U MI CIT | LEVEL 2A | MDF 2A-338C | 2A-338 | IT RECEIVING/ STAGING AREA I | 1 |  | 3 |  | R5-B-16 | WORKSTATION |  |  | R6-B-05 | ACTIVATE |  |  | R6-B-03 | ACTIVATE |  |  | R6-F-13 |  |  |  | R6-F-14 |  |  |  | R6-F-15 |  |  |  |  | HITS - EI | 2024-03-22 |  | 1 | 2025-05-19 | [17 empty] | WSMCD095 |  |  |  | 0 |  |  | 1 |  |  |  |  | 1 | [6 empty] | 2 |  |  | 1 | 0 |  | 0 | [24 empty] | 0
4502774 | U MI CIT | LEVEL 2A | MDF 2A-338C | 2A-338 | IT RECEIVING/ STAGING AREA I | 2 |  | 3 |  | R5-B-16 | ACTIVATE |  |  | R6-B-05 | ACTIVATE |  |  | R6-B-03 | ACTIVATE |  |  | R6-F-13 |  |  |  | R6-F-14 |  |  |  | R6-F-15 |  |  |  |  | HITS - EI | 2024-03-22 |  | 1 | 2025-05-19 | [21 empty] | 0 | [18 empty] | 0 |  | 0 | [24 empty] | 0
99999994 | U MI CIT | LEVEL 2A | IDF 2A-503C | 2A-334 | WORKBENCHES | NEED NEW |  | 3 |  | R2-C-06 | PHONE/WORKSTATION |  |  | R2-C-11 | WIRED SPARE |  |  | R2-A-11 | SPARE |  |  | R2-A-18 |  |  |  | R2-A-19 |  |  |  | R2-A-20 |  |  |  |  | Facilities Maintenance | 2024-02-23 |  |  |  | N | ? | Y | [14 empty] | WSFA0160 |  |  |  | 0 |  |  | 1 |  |  |  |  | 1 | [6 empty] | 1 |  |  | 1 | 0 |  | 0 | [24 empty] | 0 |  |  |  | 8811 | [7 empty] | New DID, CSS 40, no VM, ONE SHOP NEW DID
4690923 | U MI CIT | LEVEL 4 | IDF 4-238C | 4-100B | RECEIVING ROOM, SUPPLY CHAIN | 1 |  | 3 |  |  | WIRED SPARE |  |  |  | WIRED SPARE |  |  |  | WIRED SPARE | [15 empty] | PERIOP ADMIN | 2024-03-22 | [24 empty] | 0 | [18 empty] | 0 |  | 0 | [24 empty] | 0
4691044 | U MI CIT | LEVEL 4 | IDF 4-238C | 4-100B | RECEIVING ROOM, SUPPLY CHAIN | 2 |  | 3 |  |  | WORKSTATION |  |  |  | LABEL PRINTER |  |  |  | SPARE | [15 empty] | PERIOP ADMIN | 2024-03-22 | [20 empty] | WSMT0076 |  | PRT-PAV0421 |  | 0 |  |  | 1 |  |  |  |  | 1 | [6 empty] | 2 |  |  | 1 | 0 |  | 0 |  | 1 | [20 empty] | 1 |  | 0 | [11 empty] | ADDITIONAL LABEL PRINTER
4697795 | U MI CIT | LEVEL 4 | IDF 4-122C | 4-101 | OFFICE, TWO PERSON | 2 |  | 3 |  |  | PHONE/WORKSTATION |  |  |  | WIRED SPARE |  |  |  | SPARE | [15 empty] | PERIOP ADMIN | 2024-03-22 | [5 empty] | Y | [14 empty] | WSPV0193 |  |  |  | 0 |  |  | 1 |  |  |  |  | 1 | [5 empty] | 2 |  |  |  | 1 | 0 |  | 0 | [24 empty] | 0 |  |  |  | 8811 | [7 empty] | New DID, CSS 40, VM Yes
4697739 | U MI CIT | LEVEL 4 | IDF 4-122C | 4-101 | OFFICE, TWO PERSON | 4 |  | 3 |  |  | PHONE/WORKSTATION |  |  |  | WIRED SPARE |  |  |  | SPARE | [15 empty] | PERIOP ADMIN | 2024-03-22 | [5 empty] | Y | [14 empty] | WSPV0194 |  |  |  | 0 |  |  | 1 |  |  |  |  | 1 | [5 empty] | 2 |  |  |  | 1 | 0 |  | 0 | [24 empty] | 0 |  |  |  | 8811 | [7 empty] | New DID, CSS 40, VM Yes
4690837 | U MI CIT | LEVEL 4 | IDF 4-122C | 4-124 | OFFICE, SUPPLY CHAIN | 1 |  | 3 |  |  | PHONE/WORKSTATION |  |  |  | WIRED SPARE |  |  |  | SPARE | [15 empty] | PERIOP ADMIN | 2024-03-22 | [5 empty] | Y | [14 empty] | WSPV0195 |  |  |  | 0 |  |  | 1 |  |  |  |  | 1 | [5 empty] | 2 |  |  |  | 1 | 0 |  | 0 | [18 empty] | 5 | [5 empty] | 0 |  |  |  | 8811 | [7 empty] | New DID, CSS 40, VM Yes
4690845 | U MI CIT | LEVEL 4 | IDF 4-122C | 4-124 | OFFICE, SUPPLY CHAIN | 2 |  | 3 |  |  | PHONE/WORKSTATION |  |  |  | WIRED SPARE |  |  |  | SPARE | [15 empty] | PERIOP ADMIN | 2024-03-22 | [5 empty] | Y | [14 empty] | WSPV0196 |  |  |  | 0 |  |  | 1 |  |  |  |  | 1 | [5 empty] | 2 |  |  |  | 1 | 0 |  | 0 | [24 empty] | 0 |  |  |  | 8811 | [7 empty] | New DID, CSS 40, VM Yes
4690869 | U MI CIT | LEVEL 4 | IDF 4-122C | 4-124 | OFFICE, SUPPLY CHAIN | 3 |  | 3 |  |  | PHONE/WORKSTATION |  |  |  | WIRED SPARE |  |  |  | SPARE | [15 empty] | PERIOP ADMIN | 2024-03-22 | [5 empty] | Y | [14 empty] | WSPV0197 |  |  |  | 0 |  |  | 1 |  |  |  |  | 1 | [5 empty] | 2 |  |  |  | 1 | 0 |  | 0 | [24 empty] | 0 |  |  |  | 8811 | [7 empty] | New DID, CSS 40, VM Yes
4690853 | U MI CIT | LEVEL 4 | IDF 4-122C | 4-124 | OFFICE, SUPPLY CHAIN | 4 |  | 3 |  |  | WIRED SPARE |  |  |  | WIRED SPARE |  |  |  | SPARE | [15 empty] | PERIOP ADMIN | 2024-03-22 | [24 empty] | 0 | [18 empty] | 0 |  | 0 | [24 empty] | 0
7004552 | U MI CIT | LEVEL 4 | IDF 4-304C | 4-322 | OPERATING ROOM | 28 |  | AS |  |  | PHONE |  |  |  | WIRED SPARE |  |  |  | WORKSTATION | [7 empty] | PHYSIO MONITOR | [7 empty] | OR | 2024-08-07 | OR 15 |  |  |  |  | Y |  |  |  |  | CANVAS | [7 empty] | 1 | anest. boom flush mount for micro cpu, 24-inch Dell monitor, 24-inch ELO monitor, wireless BCMA scanner, keyboard and mouse |  |  |  |  | 0 |  |  |  | 1 |  |  | 1 | [6 empty] | 1 |  | 1 |  |  | 0 | 1 | 0 |  | 1 | 1 | [21 empty] | 0 | [8 empty] | ANLG-CPE |  |  | New shared DID in OR, CSS 40,no VM (ANES)
4690808 | U MI CIT | LEVEL 4 | IDF 4-238C | 4-126 | OFFICE | 1 |  | 3 |  |  | PHONE/WORKSTATION |  |  |  | WIRED SPARE |  |  |  | SPARE | [15 empty] | PERIOP ADMIN | 2024-03-22 | [5 empty] | Y | [14 empty] | WSPV0198 |  |  |  | 0 |  |  | 1 |  |  |  |  | 1 |  |  | 1 | 1 |  | 2 |  |  |  | 1 | 0 |  | 0 | [24 empty] | 0 |  |  |  | 8811 | [7 empty] | New DID, CSS 40, VM Yes
4690829 | U MI CIT | LEVEL 4 | IDF 4-238C | 4-126 | OFFICE | 2 |  | 3 |  |  | WIRED SPARE |  |  |  | WIRED SPARE |  |  |  | SPARE | [15 empty] | PERIOP ADMIN | 2024-03-22 | [24 empty] | 0 | [18 empty] | 0 |  | 0 | [24 empty] | 0
4604332 | U MI CIT | LEVEL 6 | IDF 6-122C | 6-100B | RECEIVING SUPPLY CHAIN | 1 |  | 3 |  |  | WORKSTATION |  |  |  | LABEL PRINTER |  |  |  | SPARE | [15 empty] | PERIOP ADMIN | 2024-03-22 | [22 empty] | PRT-PAV0632 |  | 0 |  |  | 1 |  |  |  |  | 1 | [6 empty] | 2 |  |  | 1 | 0 |  | 0 |  | 1 | [20 empty] | 1 |  | 0 | [11 empty] | ADDITIONAL LABEL PRINTER
6689391 | U MI CIT | LEVEL 6 | IDF 6-122C | 6-100B | RECEIVING SUPPLY CHAIN | 2 |  | 3 |  |  | WIRED SPARE |  |  |  | WIRED SPARE |  |  |  | WIRED SPARE | [15 empty] | PERIOP ADMIN | 2024-03-22 | [24 empty] | 0 | [18 empty] | 0 |  | 0 | [24 empty] | 0
4603758 | U MI CIT | LEVEL 6 | IDF 6-122C | 6-124 | OFFICE | 1 |  | 3 |  |  | PHONE/WORKSTATION |  |  |  | WIRED SPARE |  |  |  | SPARE | [15 empty] | PERIOP ADMIN | 2024-03-22 | [5 empty] | Y | [18 empty] | 0 |  |  | 1 |  |  |  |  | 1 | [5 empty] | 2 |  |  |  | 1 | 0 |  | 0 | [24 empty] | 0 |  |  |  | 8811 | [7 empty] | New DID, CSS 40, VM Yes
4603704 | U MI CIT | LEVEL 6 | IDF 6-122C | 6-124 | OFFICE | 2 |  | 3 |  |  | PHONE/WORKSTATION |  |  |  | WIRED SPARE |  |  |  | SPARE | [15 empty] | PERIOP ADMIN | 2024-03-22 | [5 empty] | Y | [18 empty] | 0 |  |  | 1 |  |  |  |  | 1 | [5 empty] | 2 |  |  |  | 1 | 0 |  | 0 | [24 empty] | 0 |  |  |  | 8811 | [7 empty] | New DID, CSS 40, VM Yes
4603806 | U MI CIT | LEVEL 6 | IDF 6-122C | 6-124 | OFFICE | 3 |  | 3 |  |  | PHONE/WORKSTATION |  |  |  | WIRED SPARE |  |  |  | SPARE | [15 empty] | PERIOP ADMIN | 2024-03-22 | [5 empty] | Y | [18 empty] | 0 |  |  | 1 |  |  |  |  | 1 | [5 empty] | 2 |  |  |  | 1 | 0 |  | 0 | [24 empty] | 0 |  |  |  | 8811 | [7 empty] | New DID, CSS 40, VM Yes
7039209 | U MI CIT | LEVEL 4 | IDF 4-238C | 4-324 | OPERATING ROOM | 12 |  | AS |  |  | PHONE |  |  |  | WIRED SPARE |  |  |  | WORKSTATION | [7 empty] | PHYSIO MONITOR | [7 empty] | OR | 2024-08-07 | OR 17 |  |  |  |  | Y |  |  |  |  | CANVAS | [13 empty] | 0 | [18 empty] | 0 |  | 0 | [24 empty] | 0 | [8 empty] | ANLG-CPE |  |  | New shared DID in OR, CSS 40,no VM (ANES)
4514032 | U MI CIT | LEVEL 6 | IDF 6-304C | 6-505B | WORKSTATION | 1 |  | 3 |  |  | PRINTER |  |  |  | WIRED SPARE |  |  |  | SPARE | [15 empty] | PERIOP ADMIN | 2024-03-22 | [22 empty] | PRT-PAV0608 |  | 0 | [18 empty] | 0 |  | 0 | [11 empty] | 1 | [12 empty] | 0
7011604 | U MI CIT | LEVEL 7 | IDF 7-304C | 7-401 | SURGICAL OFFICE SUITE | 1 |  | 3 |  |  | PHONE/WORKSTATION |  |  |  | WIRED SPARE |  |  |  | SPARE | [15 empty] | PERIOP ADMIN | 2024-03-22 | [5 empty] | Y | [18 empty] | 0 |  |  | 2 |  |  |  |  | 1 |  |  | 1 | 1 |  | 2 |  |  |  | 1 | 0 |  | 0 | [24 empty] | 0 |  |  |  | 8811 | [7 empty] | New DID, CSS 40, VM Yes
7011596 | U MI CIT | LEVEL 7 | IDF 7-304C | 7-401 | SURGICAL OFFICE SUITE | 2 |  | 3 |  |  | PHONE/WORKSTATION |  |  |  | WIRED SPARE |  |  |  | SPARE | [15 empty] | PERIOP ADMIN | 2024-03-22 | [5 empty] | Y | [18 empty] | 0 |  |  | 2 |  |  |  |  | 1 |  |  | 1 | 1 |  | 2 |  |  |  | 1 | 0 |  | 0 | [24 empty] | 0 |  |  |  | 8811 | [7 empty] | New DID, CSS 40, VM Yes
7554960 | U MI CIT | LEVEL 7 | IDF 7-304C | 7-401 | SURGICAL OFFICE SUITE | 3 |  | 3 |  |  | PHONE/WORKSTATION |  |  |  | WIRED SPARE |  |  |  | SPARE | [15 empty] | PERIOP ADMIN | 2024-03-22 | [5 empty] | Y | [18 empty] | 0 |  |  | 2 |  |  |  |  | 1 |  |  | 1 | 1 |  | 2 |  |  |  | 1 | 0 |  | 0 | [24 empty] | 0 |  |  |  | 8811 | [7 empty] | New DID, CSS 40, VM Yes
7009914 | U MI CIT | LEVEL 4 | IDF 4-238C | 4-324 | OPERATING ROOM | 28 |  | AS |  |  | PHONE |  |  |  | WIRED SPARE |  |  |  | WORKSTATION | [7 empty] | PHYSIO MONITOR | [7 empty] | OR | 2024-08-07 | OR 17 |  |  |  |  | Y |  |  |  |  | CANVAS | [7 empty] | 1 | anest. boom flush mount for micro cpu, 24-inch Dell monitor, 24-inch ELO monitor, wireless BCMA scanner, keyboard and mouse |  |  |  |  | 0 |  |  |  | 1 |  |  | 1 | [6 empty] | 1 |  | 1 |  |  | 0 | 1 | 0 |  | 1 | 1 | [21 empty] | 0 | [8 empty] | ANLG-CPE |  |  | New shared DID in OR, CSS 40,no VM (ANES)
7011620 | U MI CIT | LEVEL 7 | IDF 7-304C | 7-401 | SURGICAL OFFICE SUITE | 5 |  | 3 |  |  | WORKSTATION |  |  |  | WIRED SPARE |  |  |  | SPARE | [15 empty] | PERIOP ADMIN | 2024-03-22 | [24 empty] | 0 |  |  | 2 |  |  |  |  | 1 |  |  | 1 | 1 |  | 2 |  |  |  | 1 | 0 |  | 0 | [24 empty] | 0
7011612 | U MI CIT | LEVEL 7 | IDF 7-304C | 7-401 | SURGICAL OFFICE SUITE | 6 |  | 3 |  |  | PHONE/WORKSTATION |  |  |  | WIRED SPARE |  |  |  | SPARE | [15 empty] | PERIOP ADMIN | 2024-03-22 | [5 empty] | Y | [18 empty] | 0 |  |  | 2 |  |  |  |  | 1 |  |  | 1 | 1 |  | 2 |  |  |  | 1 | 0 |  | 0 | [24 empty] | 0 |  |  |  | 8811 | [7 empty] | New DID, CSS 40, VM Yes
7011588 | U MI CIT | LEVEL 7 | IDF 7-304C | 7-401A | OFFICE, TWO PERSON | 1 |  | 3 |  |  | PHONE/WORKSTATION |  |  |  | WIRED SPARE |  |  |  | SPARE | [15 empty] | PERIOP ADMIN | 2024-03-22 | [5 empty] | Y | [18 empty] | 0 |  |  | 2 |  |  |  |  | 1 |  |  | 1 | 1 |  | 2 |  |  |  | 1 | 0 |  | 0 | [24 empty] | 0 |  |  |  | 8811 | [7 empty] | New DID, CSS 40, VM Yes
7011580 | U MI CIT | LEVEL 7 | IDF 7-304C | 7-401A | OFFICE, TWO PERSON | 2 |  | 3 |  |  | PHONE/WORKSTATION |  |  |  | WIRED SPARE |  |  |  | SPARE | [15 empty] | PERIOP ADMIN | 2024-03-22 | [5 empty] | Y | [18 empty] | 0 |  |  | 2 |  |  |  |  | 1 |  |  | 1 | 1 |  | 2 |  |  |  | 1 | 0 |  | 0 | [24 empty] | 0 |  |  |  | 8811 | [7 empty] | New DID, CSS 40, VM Yes
4609175 | U MI CIT | LEVEL 7 | IDF 7-304C | 7-401K | ASSOCIATE CHEIF NURSING OFFICE | 4 |  | 3 |  |  | WIRED SPARE |  |  |  | WIRED SPARE |  |  |  | WIRED SPARE | [15 empty] | PERIOP ADMIN | 2024-03-22 | [24 empty] | 0 | [18 empty] | 0 |  | 0 | [24 empty] | 0
7011684 | U MI CIT | LEVEL 7 | IDF 7-304C | 7-401L | OFFICE | 1 |  | 3 |  |  | PHONE/WORKSTATION |  |  |  | WIRED SPARE |  |  |  | SPARE | [15 empty] | PERIOP ADMIN | 2024-03-22 | [5 empty] | Y | [18 empty] | 0 |  |  | 2 |  |  |  |  | 1 |  |  | 1 | 1 |  | 2 |  |  |  | 1 | 0 |  | 0 | [24 empty] | 0 |  |  |  | 8811 | [7 empty] | New DID, CSS 40, VM Yes
7011668 | U MI CIT | LEVEL 7 | IDF 7-304C | 7-401W | OFFICE, HOTELING | 1 |  | 3 |  |  | PHONE/WORKSTATION |  |  |  | WIRED SPARE |  |  |  | SPARE | [15 empty] | PERIOP ADMIN | 2024-03-22 | [5 empty] | Y | [18 empty] | 0 |  |  | 2 |  |  |  |  | 1 |  |  | 1 | 1 |  | 2 |  |  |  | 1 | 0 |  | 0 | [24 empty] | 0 |  |  |  | 8811 | [7 empty] | New DID, CSS 40, VM Yes
10530744 | U MI CIT | LEVEL 7 | IDF 7-304C | 7-401Y | OFFICE-ADMIN PROJECT MGR | 1 |  | 3 |  |  | WORKSTATION |  |  |  | WIRED SPARE |  |  |  | SPARE | [15 empty] | PERIOP ADMIN | 2024-03-22 | [24 empty] | 0 |  |  | 2 |  |  |  |  | 1 |  |  | 1 | 1 |  | 2 |  |  |  | 1 | 0 |  | 0 | [24 empty] | 0 |  |  | Existing
4379802 | U MI CIT | LEVEL 3 | IDF 3-122C | 3-146 | READING ROOM | 1 |  | 3 |  |  | PACS |  |  |  | WIRED SPARE |  |  |  | SPARE | [15 empty] | RADIOLOGY-NIR-MR-OR | 2024-04-01 | [24 empty] | 0 | [8 empty] | 1 | [9 empty] | 0 |  | 0 | [24 empty] | 0 | [11 empty] | “Precision 5860 Tower – Performance” BOM from the Dell punchout/Michigan Medicine Standards, and downgrade the 1350W PSU to 750W PSU
7039244 | U MI CIT | LEVEL 4 | IDF 4-238C | 4-326 | OPERATING ROOM | 12 |  | AS |  |  | PHONE |  |  |  | WIRED SPARE |  |  |  | WORKSTATION | [7 empty] | PHYSIO MONITOR | [7 empty] | OR | 2024-08-07 | OR 19 |  |  |  |  | Y | [18 empty] | 0 | [18 empty] | 0 |  | 0 | [24 empty] | 0 | [8 empty] | ANLG-CPE |  |  | New shared DID in OR, CSS 40,no VM (ANES)
4379836 | U MI CIT | LEVEL 3 | IDF 3-122C | 3-146 | READING ROOM | 4 |  | 3 |  |  | PACS |  |  |  | WIRED SPARE |  |  |  | SPARE | [15 empty] | RADIOLOGY-NIR-MR-OR | 2024-04-01 | [24 empty] | 0 | [8 empty] | 1 | [9 empty] | 0 |  | 0 | [24 empty] | 0 | [11 empty] | “Precision 5860 Tower – Performance” BOM from the Dell punchout/Michigan Medicine Standards, and downgrade the 1350W PSU to 750W PSU
7009921 | U MI CIT | LEVEL 4 | IDF 4-238C | 4-326 | OPERATING ROOM | 28 |  | AS |  |  | PHONE |  |  |  | ACTIVATE |  |  |  | WORKSTATION | [7 empty] | PHYSIO MONITOR | [7 empty] | OR | 2024-08-07 | OR 19 |  |  |  |  | Y |  |  |  |  | CANVAS | [7 empty] | 1 | anest. boom flush mount for micro cpu, 24-inch Dell monitor, 24-inch ELO monitor, wireless BCMA scanner, keyboard and mouse |  |  |  |  | 0 |  |  |  | 1 |  |  | 1 | [6 empty] | 1 |  | 1 |  |  | 0 | 1 | 0 |  | 1 | 1 | [21 empty] | 0 | [8 empty] | ANLG-CPE |  |  | New shared DID in OR, CSS 40,no VM (ANES)
7039281 | U MI CIT | LEVEL 4 | IDF 4-238C | 4-328 | OPERATING ROOM | 10 |  | AS |  |  | PHONE |  |  |  | WIRED SPARE |  |  |  | WORKSTATION | [7 empty] | PHYSIO MONITOR | [7 empty] | OR | 2024-08-07 | OR 21 |  |  |  |  | Y |  |  |  |  | CANVAS | [13 empty] | 0 | [18 empty] | 0 |  | 0 | [24 empty] | 0 | [8 empty] | ANLG-CPE |  |  | New shared DID in OR, CSS 40,no VM (ANES)
4380128 | U MI CIT | LEVEL 3 | IDF 3-122C | 3-146 | READING ROOM | 7 |  | 3 |  |  | WORKSTATION |  |  |  | WIRED SPARE |  |  |  | SPARE | [15 empty] | RADIOLOGY-NIR-MR-OR | 2024-04-01 | [20 empty] | WSDRP319 |  |  |  | 0 |  |  | 1 |  |  |  |  | 1 | [5 empty] | 2 |  |  |  | 1 | 0 |  | 0 | [24 empty] | 0
4379908 | U MI CIT | LEVEL 3 | IDF 3-122C | 3-146 | READING ROOM | 8 |  | 3 |  |  | PACS |  |  |  | WIRED SPARE |  |  |  | SPARE | [15 empty] | RADIOLOGY-NIR-MR-OR | 2024-04-01 | [24 empty] | 0 | [8 empty] | 1 | [9 empty] | 0 |  | 0 | [24 empty] | 0 | [11 empty] | “Precision 5860 Tower – Performance” BOM from the Dell punchout/Michigan Medicine Standards, and downgrade the 1350W PSU to 750W PSU
7009928 | U MI CIT | LEVEL 4 | IDF 4-238C | 4-328 | OPERATING ROOM | 28 |  | AS |  |  | PHONE |  |  |  | WIRED SPARE |  |  |  | WORKSTATION | [7 empty] | PHYSIO MONITOR | [7 empty] | OR | 2024-08-07 | OR 21 |  |  |  |  | Y |  |  |  |  | CANVAS | [7 empty] | 1 | anest. boom flush mount for micro cpu, 24-inch Dell monitor, 24-inch ELO monitor, wireless BCMA scanner, keyboard and mouse |  |  |  |  | 0 |  |  |  | 1 |  |  | 1 | [6 empty] | 1 |  | 1 |  |  | 0 | 1 | 0 |  | 1 | 1 | [21 empty] | 0 | [8 empty] | ANLG-CPE |  |  | New shared DID in OR, CSS 40,no VM (ANES)
4380038 | U MI CIT | LEVEL 3 | IDF 3-122C | 3-146 | READING ROOM | 10 |  | 3 |  |  | PACS |  |  |  | WIRED SPARE |  |  |  | SPARE | [15 empty] | RADIOLOGY-NIR-MR-OR | 2024-04-01 | [24 empty] | 0 | [8 empty] | 1 | [9 empty] | 0 |  | 0 | [24 empty] | 0 | [11 empty] | “Precision 5860 Tower – Performance” BOM from the Dell punchout/Michigan Medicine Standards, and downgrade the 1350W PSU to 750W PSU
7038582 | U MI CIT | LEVEL 4 | IDF 4-238C | 4-334 | OPERATING ROOM | 23 |  | AS |  |  | PHONE |  |  |  | WIRED SPARE |  |  |  | WORKSTATION | [7 empty] | PHYSIO MONITOR | [7 empty] | OR | 2024-08-07 | OR 22 |  |  |  |  | Y |  |  |  |  | CANVAS | [13 empty] | 0 | [18 empty] | 0 |  | 0 | [24 empty] | 0 | [8 empty] | ANLG-CPE |  |  | New shared DID in OR, CSS 40,no VM (ANES)
4377821 | U MI CIT | LEVEL 3 | IDF 3-122C | 3-146 | READING ROOM | 12 |  | 3 |  |  | PHONE/WORKSTATION |  |  |  | PRINTER |  |  |  | ANLG-RED PHONE | [15 empty] | RADIOLOGY-NIR-MR-OR | 2024-04-01 | [5 empty] | Y | [14 empty] | WSDRP322 |  | PRT-PAV0318 |  | 0 |  |  | 1 |  |  |  |  | 1 | [5 empty] | 2 |  |  |  | 1 | 0 |  | 0 | [12 empty] | 1 | [5 empty] | 1 | [5 empty] | 0 |  |  |  | 8811 |  |  |  | RED PHONE |  |  |  | New DID, CSS 50, no VM, RED PHONE, ADDITIONAL PRINTER
4379285 | U MI CIT | LEVEL 3 | IDF 3-122C | 3-146 | READING ROOM | 13 |  | 3 |  |  | PACS |  |  |  | WIRED SPARE |  |  |  | SPARE | [15 empty] | RADIOLOGY-NIR-MR-OR | 2024-04-01 | [24 empty] | 0 | [8 empty] | 1 | [9 empty] | 0 |  | 0 | [24 empty] | 0 | [11 empty] | “Precision 5860 Tower – Performance” BOM from the Dell punchout/Michigan Medicine Standards, and downgrade the 1350W PSU to 750W PSU
7003236 | U MI CIT | LEVEL 4 | IDF 4-238C | 4-334 | OPERATING ROOM | 29 |  | AS |  |  | PHONE |  |  |  | ACTIVATE |  |  |  | WORKSTATION | [7 empty] | PHYSIO MONITOR | [7 empty] | OR | 2024-08-07 | OR 22 |  |  |  |  | Y |  |  |  |  | CANVAS | [7 empty] | 1 | anest. boom flush mount for micro cpu, 24-inch Dell monitor, 24-inch ELO monitor, wireless BCMA scanner, keyboard and mouse |  |  |  |  | 0 |  |  |  | 1 |  |  | 1 | [6 empty] | 1 |  | 1 |  |  | 0 | 1 | 0 |  | 1 | 1 | [21 empty] | 0 | [8 empty] | ANLG-CPE |  |  | New shared DID in OR, CSS 40,no VM (ANES)
4379345 | U MI CIT | LEVEL 3 | IDF 3-122C | 3-146 | READING ROOM | 15 |  | 3 |  |  | PACS |  |  |  | WIRED SPARE |  |  |  | SPARE | [15 empty] | RADIOLOGY-NIR-MR-OR | 2024-04-01 | [24 empty] | 0 | [8 empty] | 1 | [9 empty] | 0 |  | 0 | [24 empty] | 0 | [11 empty] | “Precision 5860 Tower – Performance” BOM from the Dell punchout/Michigan Medicine Standards, and downgrade the 1350W PSU to 750W PSU
7038540 | U MI CIT | LEVEL 4 | IDF 4-238C | 4-336 | OPERATING ROOM | 22 |  | AS |  |  | PHONE |  |  |  | WIRED SPARE |  |  |  | WORKSTATION | [7 empty] | PHYSIO MONITOR | [7 empty] | OR | 2024-08-07 | OR 20 |  |  |  |  | Y |  |  |  |  | CANVAS | [13 empty] | 0 | [18 empty] | 0 |  | 0 | [24 empty] | 0 | [8 empty] | ANLG-CPE |  |  | New shared DID in OR, CSS 40,no VM (ANES)
4379385 | U MI CIT | LEVEL 3 | IDF 3-122C | 3-146 | READING ROOM | 17 |  | 3 |  |  | PACS |  |  |  | WIRED SPARE |  |  |  | SPARE | [15 empty] | RADIOLOGY-NIR-MR-OR | 2024-04-01 | [24 empty] | 0 | [8 empty] | 1 | [9 empty] | 0 |  | 0 | [24 empty] | 0 | [11 empty] | “Precision 5860 Tower – Performance” BOM from the Dell punchout/Michigan Medicine Standards, and downgrade the 1350W PSU to 750W PSU
7003220 | U MI CIT | LEVEL 4 | IDF 4-238C | 4-336 | OPERATING ROOM | 28 |  | AS |  |  | PHONE |  |  |  | ACTIVATE |  |  |  | WORKSTATION | [7 empty] | PHYSIO MONITOR | [7 empty] | OR | 2024-08-07 | OR 20 |  |  |  |  | Y |  |  |  |  | CANVAS | [7 empty] | 1 | anest. boom flush mount for micro cpu, 24-inch Dell monitor, 24-inch ELO monitor, wireless BCMA scanner, keyboard and mouse |  |  |  |  | 0 |  |  |  | 1 |  |  | 1 | [6 empty] | 1 |  | 1 |  |  | 0 | 1 | 0 |  | 1 | 1 | [21 empty] | 0 | [8 empty] | ANLG-CPE |  |  | New shared DID in OR, CSS 40,no VM (ANES)
4379691 | U MI CIT | LEVEL 3 | IDF 3-122C | 3-146 | READING ROOM | 19 |  | AV |  |  | AV ROOM EQUIPMENT |  |  |  | AV ROOM EQUIPMENT | [19 empty] | RADIOLOGY-NIR-MR-OR | 2024-04-01 |  |  |  | Y | [9 empty] | CDIAVS | HUDDLE | [9 empty] | 0 | [18 empty] | 0 |  | 0 | [24 empty] | 0
6571482 | U MI CIT | LEVEL 3 | IDF 3-122C | 3-101A | RECEPTION | 1 |  | 3 |  |  | PHONE/WORKSTATION |  |  |  | PHONE |  |  |  | SPARE | [15 empty] | RADIOLOGY-NIR-MR-OR | 2024-04-04 | [5 empty] | Y | [14 empty] | WSPV0182 |  |  |  | 0 |  |  | 1 |  |  |  |  | 1 | [6 empty] | 2 |  |  | 1 | 0 |  | 0 | [24 empty] | 0 |  |  |  | 8811 & 6901 | [7 empty] | New DID, CSS 40, no VM - 6901 B Port - Ring Down TBD
6571462 | U MI CIT | LEVEL 3 | IDF 3-122C | 3-101A | RECEPTION | 2 |  | 3 |  |  | PHONE/WORKSTATION |  |  |  | PRINTER |  |  |  | SPARE | [15 empty] | RADIOLOGY-NIR-MR-OR | 2024-04-04 | [5 empty] | Y | [14 empty] | WSPV0183 |  | PRT-PAV0306 |  | 0 |  |  | 1 |  |  |  |  | 1 | [6 empty] | 2 |  |  | 1 | 0 |  | 0 | [9 empty] | 1 | [14 empty] | 0 |  |  |  | 8811 | [7 empty] | New DID, CSS 40, no VM
6571442 | U MI CIT | LEVEL 3 | IDF 3-122C | 3-101A | RECEPTION | 4 |  | 3 |  |  | PHONE/WORKSTATION |  |  |  | PRINTER |  |  |  | SPARE | [15 empty] | RADIOLOGY-NIR-MR-OR | 2024-04-04 | [5 empty] | Y | [14 empty] | WSPV0184 |  | PRT-PAV0307 |  | 0 |  |  | 1 |  |  |  |  | 1 | [6 empty] | 2 |  |  | 1 | 0 |  | 0 | [9 empty] | 1 | [14 empty] | 0 |  |  |  | 8811 | [7 empty] | New DID, CSS 40, no VM
11047297 | U MI CIT | LEVEL 3 | IDF 3-122C | 3-101A | RECEPTION | 3 |  | AV |  |  | AV ROOM EQUIPMENT |  |  |  | WIRED SPARE | [19 empty] | RADIOLOGY-NIR-MR-OR | 2024-04-04 |  |  |  | Y | [9 empty] | CDIAVS | Checkin System | [9 empty] | 0 | [18 empty] | 0 |  | 0 | [24 empty] | 0
4386062 | U MI CIT | LEVEL 3 | IDF 3-122C | 3-101B | PHONE ROOM | 2 |  | 3 |  |  | PHONE |  |  |  | WIRED SPARE |  |  |  | SPARE | [15 empty] | RADIOLOGY-NIR-MR-OR | 2024-04-04 | [5 empty] | Y | [18 empty] | 0 | [18 empty] | 0 |  | 0 | [24 empty] | 0 |  |  |  | 6901 | [7 empty] | HOT D to 59120 (Registration)
4816188 | U MI CIT | LEVEL 3 | IDF 3-122C | 3-103 | CONSULT (Compass Station) | 1 |  | AV |  |  | PHONE/WORKSTATION |  |  |  | WIRED SPARE | [19 empty] | RADIOLOGY-NIR-MR-OR | 2024-04-04 | [5 empty] | Y | [14 empty] | WSRD1646 |  |  |  | 0 |  |  |  | 1 |  |  |  | 1 | [6 empty] | 1 |  |  | 1 | 0 |  | 0 |  |  | 1 | [21 empty] | 0 |  |  |  | 8811 | [7 empty] | New DID, CSS 50, no VM
7038498 | U MI CIT | LEVEL 4 | IDF 4-238C | 4-338 | OPERATING ROOM | 22 |  | AS |  |  | PHONE |  |  |  | WIRED SPARE |  |  |  | WORKSTATION | [7 empty] | PHYSIO MONITOR | [7 empty] | OR | 2024-08-07 | OR 18 |  |  |  |  | Y |  |  |  |  | CANVAS | [13 empty] | 0 | [18 empty] | 0 |  | 0 | [24 empty] | 0 | [8 empty] | ANLG-CPE |  |  | New shared DID in OR, CSS 40,no VM (ANES)
4385082 | U MI CIT | LEVEL 3 | IDF 3-122C | 3-113A | WORK, SUPERVISOR | 1 |  | 3 |  |  | PHONE/WORKSTATION |  |  |  | WIRED SPARE |  |  |  | SPARE | [15 empty] | RADIOLOGY-NIR-MR-OR | 2024-04-04 | [5 empty] | Y | [14 empty] | WSPV0177 |  |  |  | 0 |  |  | 1 |  |  |  |  | 1 | [5 empty] | 2 |  |  |  | 1 | 0 |  | 0 | [24 empty] | 0 |  |  |  | 8811 | [7 empty] | New DID, CSS 40, no VM
10529961 | U MI CIT | LEVEL 3 | IDF 3-122C | 3-113B | WORK, SUPERVISOR | 1 |  | 3 |  |  | PHONE/WORKSTATION |  |  |  | WIRED SPARE |  |  |  | SPARE | [15 empty] | RADIOLOGY-NIR-MR-OR | 2024-04-04 | [5 empty] | Y | [14 empty] | WSPV0176 |  |  |  | 0 |  |  | 1 |  |  |  |  | 1 | [5 empty] | 2 |  |  |  | 1 | 0 |  | 0 | [24 empty] | 0 |  |  |  | 8811 | [7 empty] | New DID, CSS 40, no VM
4385847 | U MI CIT | LEVEL 3 | IDF 3-122C | 3-113D | SCHEDULING | 1 |  | 3 |  |  | PHONE/WORKSTATION |  |  |  | ANLG-RED PHONE |  |  |  | SPARE | [15 empty] | RADIOLOGY-NIR-MR-OR | 2024-04-04 | [5 empty] | Y | [14 empty] | DTPV0300 |  |  |  | 0 |  |  | 1 |  |  |  |  | 1 | [5 empty] | 1 |  |  |  | 1 | 0 |  | 0 | [24 empty] | 0 | 1 |  |  | 8811 |  |  |  | RED PHONE |  |  |  | New DID, CSS 40, no VM and new RED PHONE
4385827 | U MI CIT | LEVEL 3 | IDF 3-122C | 3-113D | SCHEDULING | 2 |  | 3 |  |  | PHONE/WORKSTATION |  |  |  | WIRED SPARE |  |  |  | SPARE | [15 empty] | RADIOLOGY-NIR-MR-OR | 2024-04-04 | [5 empty] | Y | [14 empty] | WSPV0185 |  |  |  | 0 |  |  | 1 |  |  |  |  | 1 | [5 empty] | 1 |  |  |  | 1 | 0 |  | 0 | [24 empty] | 0 |  |  |  | 8811 | [7 empty] | New DID, CSS 40, no VM
4385807 | U MI CIT | LEVEL 3 | IDF 3-122C | 3-113D | SCHEDULING | 3 |  | 3 |  |  | PHONE/WORKSTATION |  |  |  | WIRED SPARE |  |  |  | SPARE | [15 empty] | RADIOLOGY-NIR-MR-OR | 2024-04-04 | [5 empty] | Y | [14 empty] | WSPV0186 |  |  |  | 0 |  |  | 1 |  |  |  |  | 1 | [5 empty] | 1 |  |  |  | 1 | 0 |  | 0 | [24 empty] | 0 |  |  |  | 8811 | [7 empty] | New DID, CSS 40, no VM
4385767 | U MI CIT | LEVEL 3 | IDF 3-122C | 3-113F | SCHEDULING | 1 |  | 3 |  |  | PHONE/WORKSTATION |  |  |  | WIRED SPARE |  |  |  | SPARE | [15 empty] | RADIOLOGY-NIR-MR-OR | 2024-04-04 | [5 empty] | Y | [14 empty] | WSPV0187 |  |  |  | 0 |  |  | 1 |  |  |  |  | 1 | [5 empty] | 1 |  |  |  | 1 | 0 |  | 0 | [24 empty] | 0 |  |  |  | 8811 | [7 empty] | New DID, CSS 40, no VM
4385747 | U MI CIT | LEVEL 3 | IDF 3-122C | 3-113F | SCHEDULING | 2 |  | 3 |  |  | PHONE/WORKSTATION |  |  |  | WIRED SPARE |  |  |  | SPARE | [15 empty] | RADIOLOGY-NIR-MR-OR | 2024-04-04 | [5 empty] | Y | [14 empty] | WSPV0188 |  |  |  | 0 |  |  | 1 |  |  |  |  | 1 | [5 empty] | 1 |  |  |  | 1 | 0 |  | 0 | [24 empty] | 0 |  |  |  | 8811 | [7 empty] | New DID, CSS 40, no VM
4385727 | U MI CIT | LEVEL 3 | IDF 3-122C | 3-113F | SCHEDULING | 3 |  | 3 |  |  | PHONE/WORKSTATION |  |  |  | WIRED SPARE |  |  |  | SPARE | [15 empty] | RADIOLOGY-NIR-MR-OR | 2024-04-04 | [5 empty] | Y | [14 empty] | WSPV0189 |  |  |  | 0 |  |  | 1 |  |  |  |  | 1 | [5 empty] | 1 |  |  |  | 1 | 0 |  | 0 | [24 empty] | 0 |  |  |  | 8811 | [7 empty] | New DID, CSS 40, no VM
4385685 | U MI CIT | LEVEL 3 | IDF 3-122C | 3-113F | SCHEDULING | 4 |  | 3 |  |  | PHONE/WORKSTATION |  |  |  | WIRED SPARE |  |  |  | SPARE | [15 empty] | RADIOLOGY-NIR-MR-OR | 2024-04-04 | [5 empty] | Y | [18 empty] | 0 | [10 empty] | 1 | 1 |  | 1 |  |  |  | 1 | 0 |  | 0 | [24 empty] | 0 |  |  |  | 8811 | [7 empty] | New DID, CSS 40, no VM
4385787 | U MI CIT | LEVEL 3 | IDF 3-122C | 3-113G | SCHEDULING | 1 |  | 3 |  |  | PHONE/WORKSTATION |  |  |  | WIRED SPARE |  |  |  | SPARE | [15 empty] | RADIOLOGY-NIR-MR-OR | 2024-04-04 | [5 empty] | Y | [14 empty] | WSPV0190 |  |  |  | 0 |  |  | 1 |  |  |  |  | 1 | [5 empty] | 1 |  |  |  | 1 | 0 |  | 0 | [24 empty] | 0 |  |  |  | 8811 | [7 empty] | New DID, CSS 40, no VM
4385180 | U MI CIT | LEVEL 3 | IDF 3-122C | 3-115 | OFFICE, HOTELING | 1 |  | 3 |  |  | PHONE/WORKSTATION |  |  |  | WIRED SPARE |  |  |  | SPARE | [15 empty] | RADIOLOGY-NIR-MR-OR | 2024-04-04 | [5 empty] | Y | [14 empty] | WSPV0157 |  |  |  | 0 |  |  | 1 |  |  |  |  | 1 | [5 empty] | 2 |  |  |  | 1 | 0 |  | 0 | [24 empty] | 0 |  |  |  | 8811 | [7 empty] | New DID, CSS 40, no VM
7000120 | U MI CIT | LEVEL 4 | IDF 4-238C | 4-338 | OPERATING ROOM | 28 |  | AS |  |  | PHONE |  |  |  | WIRED SPARE |  |  |  | WORKSTATION | [7 empty] | PHYSIO MONITOR | [7 empty] | OR | 2024-08-07 | OR 18 |  |  |  |  | Y |  |  |  |  | CANVAS | [7 empty] | 1 | anest. boom flush mount for micro cpu, 24-inch Dell monitor, 24-inch ELO monitor, wireless BCMA scanner, keyboard and mouse |  |  |  |  | 0 |  |  |  | 1 |  |  | 1 | [6 empty] | 1 |  | 1 |  |  | 0 | 1 | 0 |  | 1 | 1 | [21 empty] | 0 | [8 empty] | ANLG-CPE |  |  | New shared DID in OR, CSS 40,no VM (ANES)
6623127 | U MI CIT | LEVEL 8 | IDF 8-334C | 8-518 | CHECK-IN/ CHECK OUT | 2 |  | 3 |  |  | PHONE/WORKSTATION |  |  |  | WIRED SPARE |  |  |  | SPARE | [15 empty] | EMU-EEG Staff | 2024-04-09 |  | 2A | 2025-04-21 |  |  | Y | [14 empty] | DTPV0800 |  |  |  | 0 |  |  | 1 |  |  |  |  | 1 | [6 empty] | 2 |  |  | 1 | 0 |  | 0 | [24 empty] | 0 | 1 |  |  | 8811 | [7 empty] | New DID, CSS 40, VM Yes
6623049 | U MI CIT | LEVEL 8 | IDF 8-334C | 8-518 | CHECK-IN/ CHECK OUT | 3 |  | 3 |  |  | PHONE/WORKSTATION |  |  |  | WIRED SPARE |  |  |  | SPARE | [15 empty] | EMU-EEG Staff | 2024-04-09 |  | 2A | 2025-04-21 |  |  | Y | [14 empty] | WSPV0012 |  |  |  | 0 |  |  | 1 |  |  |  |  | 1 | [6 empty] | 2 |  |  | 1 | 0 |  | 0 | [24 empty] | 0 |  |  |  | 8811 | [7 empty] | New DID, CSS 40, VM Yes
11109923 | U MI CIT | LEVEL 4 | IDF 4-122C | 4-307 | PERFUSION PUMP ROOM | 2 |  | 3 |  |  | PHONE/WORKSTATION |  |  |  | PRINTER |  |  |  | SPARE | [15 empty] | PERFUSION | 2024-05-08 | [5 empty] | Y | [12 empty] | 1 | laptop tray on arm, 15-inch laptop | WSOR0782 | LTOR0469 | PRT-PAV0433 |  | 0 |  |  |  | 2 |  | 1 |  |  |  |  | 1 |  |  |  | 2 |  |  | 1 | 0 |  | 0 |  |  | 1 | [6 empty] | 1 | [8 empty] | 1 | [5 empty] | 0 |  |  |  | 8811 | [7 empty] | New DID, CSS 40, no VM; 15-inch laptop needed
4708225 | U MI CIT | LEVEL 4 | IDF 4-122C | 4-288 | OR FRONT DESK | 1 |  | 3 |  |  | PHONE/WORKSTATION |  |  |  | PRINTER |  |  |  | SPARE | [15 empty] | PERIOP SERVICES | 2024-06-07 | [5 empty] | Y | [14 empty] | wsor0800 |  | PRT-PAV0431 |  | 0 |  |  | 1 |  |  |  |  | 1 | [5 empty] | 2 |  |  |  |  | 0 |  | 0 | [12 empty] | 1 | [5 empty] | 3 | 1 |  |  |  |  | 0 |  |  |  | 8811 | [7 empty] | New DID, CSS 40, No VM
4708179 | U MI CIT | LEVEL 4 | IDF 4-122C | 4-288 | OR FRONT DESK | 2 |  | 3 |  |  | PHONE/WORKSTATION |  |  |  | WIRED SPARE |  |  |  | SPARE | [15 empty] | PERIOP SERVICES | 2024-06-07 | [5 empty] | Y | [14 empty] | wsor0801 |  |  |  | 0 |  |  | 1 |  |  |  |  | 1 | [5 empty] | 2 |  |  |  |  | 0 |  | 0 | [24 empty] | 0 |  |  |  | 8811 | [7 empty] | New DID, CSS 40, No VM
4708125 | U MI CIT | LEVEL 4 | IDF 4-122C | 4-288 | OR FRONT DESK | 3 |  | 3 |  |  | PHONE/WORKSTATION |  |  |  | WIRED SPARE |  |  |  | SPARE | [15 empty] | PERIOP SERVICES | 2024-06-07 | [5 empty] | Y | [14 empty] | wsor0802 |  |  |  | 0 |  |  | 1 |  |  |  |  | 1 | [5 empty] | 2 |  |  |  |  | 0 |  | 0 | [24 empty] | 0 |  |  |  | 8811 | [7 empty] | New DID, CSS 40, No VM
4708063 | U MI CIT | LEVEL 4 | IDF 4-122C | 4-288 | OR FRONT DESK | 4 |  | 3 |  |  | PRINTER |  |  |  | FAX |  |  |  | SPARE | [15 empty] | PERIOP SERVICES | 2024-06-07 | [5 empty] | Y | [16 empty] | PRT-PAV0404 |  | 0 | [18 empty] | 0 |  | 0 | [14 empty] | 1 | [9 empty] | 0 |  |  |  | 8811 | [7 empty] | New DID, CSS 40, VM Yes- CPUG OR B
6779216 | U MI CIT | LEVEL 4 | IDF 4-122C | 4-288 | OR FRONT DESK | 5 |  | 3 |  |  | PHONE/WORKSTATION |  |  |  | WIRED SPARE |  |  |  | SPARE | [15 empty] | PERIOP SERVICES | 2024-06-07 | [5 empty] | Y | [14 empty] | DTPV0403 |  | DOWNTIME |  | 0 |  |  | 1 |  |  |  |  | 1 | [5 empty] | 2 |  |  |  |  | 0 |  | 0 | [24 empty] | 0 | 1 |  |  | 8811 | [7 empty] | New DID, CSS 40, VM Yes- CPUG OR B
4708003 | U MI CIT | LEVEL 4 | IDF 4-122C | 4-288 | OR FRONT DESK | 7 |  | 3 |  |  | PHONE/WORKSTATION |  |  |  | LABEL PRINTER |  |  |  | SPARE | [15 empty] | PERIOP SERVICES | 2024-06-07 | [5 empty] | Y | [14 empty] | wsor0803 |  | PTR-PAV0432 |  | 0 |  |  | 1 |  |  |  |  | 1 | [5 empty] | 2 |  |  |  |  | 0 |  | 0 | [21 empty] | 1 |  |  | 0 |  |  |  | 8811 | [7 empty] | New DID, CSS 40, VM Yes- CPUG OR B, ADDING LOCATION 8 FOR PRINTER W/FAX
5189649 | U MI CIT | LEVEL 4 | IDF 4-122C | 4-288 | OR FRONT DESK | 6 |  | AV |  |  | WIRED SPARE |  |  |  | WIRED SPARE | [19 empty] | PERIOP SERVICES | 2024-06-07 |  |  |  | Y | [20 empty] | 0 | [18 empty] | 0 |  | 0 | [24 empty] | 0
4707824 | U MI CIT | LEVEL 4 | IDF 4-122C | 4-303 | OFFICE, NURSING SERVICE LEAD | 1 |  | 3 |  |  | PHONE/WORKSTATION |  |  |  | WIRED SPARE |  |  |  | SPARE | [15 empty] | PERIOP SERVICES | 2024-06-07 | [5 empty] | Y | [14 empty] | WSPV0199 |  | PRT-PAV0439 |  | 0 |  |  | 1 |  |  |  |  | 1 | [5 empty] | 2 |  |  |  | 1 | 0 |  | 0 | [10 empty] | 1 | [7 empty] | 3 | [5 empty] | 0 |  |  |  | 8811 | [7 empty] | New DID, CSS 40, VM Yes ADDITIONAL PRINTER ON STAND
4707915 | U MI CIT | LEVEL 4 | IDF 4-122C | 4-303 | OFFICE, NURSING SERVICE LEAD | 2 |  | 3 |  |  | PHONE/WORKSTATION |  |  |  | WIRED SPARE |  |  |  | SPARE | [15 empty] | PERIOP SERVICES | 2024-06-07 | [5 empty] | Y | [14 empty] | WSPV0200 |  |  |  | 0 |  |  | 1 |  |  |  |  | 1 | [5 empty] | 2 |  |  |  | 1 | 0 |  | 0 | [24 empty] | 0 |  |  |  | 8811 | [7 empty] | New DID, CSS 40, VM Yes
4707866 | U MI CIT | LEVEL 4 | IDF 4-122C | 4-303 | OFFICE, NURSING SERVICE LEAD | 3 |  | 3 |  |  | PHONE/WORKSTATION |  |  |  | WIRED SPARE |  |  |  | SPARE | [15 empty] | PERIOP SERVICES | 2024-06-07 | [5 empty] | Y | [14 empty] | WSPV0201 |  |  |  | 0 |  |  | 1 |  |  |  |  | 1 | [5 empty] | 2 |  |  |  | 1 | 0 |  | 0 | [24 empty] | 0 |  |  |  | 8811 | [7 empty] | New DID, CSS 40, VM Yes
4705681 | U MI CIT | LEVEL 4 | IDF 4-238C | 4-342 | OFFICE, NURSING SERVICE LEAD | 1 |  | 3 |  |  | PRINTER |  |  |  | WIRED SPARE |  |  |  | SPARE | [15 empty] | PERIOP SERVICES | 2024-06-07 | [22 empty] | PRT-PAV0413 |  | 0 | [18 empty] | 0 |  | 0 | [10 empty] | 1 | [7 empty] | 4 | [5 empty] | 0
4705713 | U MI CIT | LEVEL 4 | IDF 4-238C | 4-342 | OFFICE, NURSING SERVICE LEAD | 3 |  | 3 |  |  | PHONE/WORKSTATION |  |  |  | WIRED SPARE |  |  |  | SPARE | [15 empty] | PERIOP SERVICES | 2024-06-07 | [5 empty] | Y | [14 empty] | WSPV0202 |  |  |  | 0 |  |  | 1 |  |  |  |  | 1 | [5 empty] | 2 |  |  |  | 1 | 0 |  | 0 | [24 empty] | 0 |  |  |  | 8811 | [7 empty] | New DID, CSS 40, VM Yes
4705875 | U MI CIT | LEVEL 4 | IDF 4-238C | 4-342 | OFFICE, NURSING SERVICE LEAD | 4 |  | 3 |  |  | PHONE/WORKSTATION |  |  |  | WIRED SPARE |  |  |  | SPARE | [15 empty] | PERIOP SERVICES | 2024-06-07 | [5 empty] | Y | [14 empty] | WSPV0203 |  |  |  | 0 |  |  | 1 |  |  |  |  | 1 | [5 empty] | 2 |  |  |  | 1 | 0 |  | 0 | [24 empty] | 0 |  |  |  | 8811 | [7 empty] | New DID, CSS 40, VM Yes
4705579 | U MI CIT | LEVEL 4 | IDF 4-238C | 4-342 | OFFICE, NURSING SERVICE LEAD | 5 |  | 3 |  |  | PHONE/WORKSTATION |  |  |  | WIRED SPARE |  |  |  | SPARE | [15 empty] | PERIOP SERVICES | 2024-06-07 | [5 empty] | Y | [14 empty] | WSPV0204 |  |  |  | 0 |  |  | 1 |  |  |  |  | 1 | [5 empty] | 2 |  |  |  | 1 | 0 |  | 0 | [24 empty] | 0 |  |  |  | 8811 | [7 empty] | New DID, CSS 40, VM Yes
4705759 | U MI CIT | LEVEL 4 | IDF 4-238C | 4-342 | OFFICE, NURSING SERVICE LEAD | 6 |  | 3 |  |  | PHONE/WORKSTATION |  |  |  | WIRED SPARE |  |  |  | SPARE | [15 empty] | PERIOP SERVICES | 2024-06-07 | [5 empty] | Y | [14 empty] | WSPV0205 |  |  |  | 0 |  |  | 1 |  |  |  |  | 1 | [5 empty] | 2 |  |  |  | 1 | 0 |  | 0 | [24 empty] | 0 |  |  |  | 8811 | [7 empty] | New DID, CSS 40, VM Yes
4703760 | U MI CIT | LEVEL 4 | IDF 4-238C | 4-401 | 2 OR SUPERVISORS OFFICE | 2 |  | 3 |  |  | PHONE/WORKSTATION |  |  |  | WIRED SPARE |  |  |  | SPARE | [15 empty] | PERIOP SERVICES | 2024-06-07 | [5 empty] | Y | [14 empty] | ltor0472 |  |  |  | 0 |  |  | 1 | [7 empty] | 1 | 1 |  | 2 |  |  |  | 1 | 0 |  | 0 | [24 empty] | 0 |  |  |  | 8811 | [7 empty] | New DID, CSS 40, VM Yes
4703852 | U MI CIT | LEVEL 4 | IDF 4-238C | 4-401 | 2 OR SUPERVISORS OFFICE | 3 |  | 3 |  |  | PHONE/WORKSTATION |  |  |  | PRINTER |  |  |  | SPARE | [15 empty] | PERIOP SERVICES | 2024-06-07 | [5 empty] | Y | [14 empty] | LTOR0471 |  | PRT-PAV0435 |  | 0 |  |  | 1 | [7 empty] | 1 | 1 |  | 2 |  |  |  | 1 | 0 |  | 0 | [11 empty] | 1 | [12 empty] | 0 |  |  |  | 8811 | [7 empty] | New DID, UCC 40, VM Yes, ADDITIONAL PRINTER
4704153 | U MI CIT | LEVEL 4 | IDF 4-304C | 4-409 | STORZ | 1 |  | 3 |  |  | PHONE/WORKSTATION |  |  |  | WIRED SPARE |  |  |  | SPARE | [15 empty] | PERIOP SERVICES | 2024-06-07 | [5 empty] | Y | [14 empty] | WSSZ0000 |  |  |  | 0 |  |  | 1 |  |  |  |  | 1 | [5 empty] | 2 |  |  |  | 1 | 0 |  | 0 | [24 empty] | 0 |  |  |  | 8811 | [7 empty] | New DID, CSS 40, no VM
4704239 | U MI CIT | LEVEL 4 | IDF 4-304C | 4-409 | STORZ | 2 |  | 3 |  |  | WIRED SPARE |  |  |  | WIRED SPARE |  |  |  | WIRED SPARE | [15 empty] | PERIOP SERVICES | 2024-06-07 | [24 empty] | 0 | [18 empty] | 0 |  | 0 | [24 empty] | 0
4704267 | U MI CIT | LEVEL 4 | IDF 4-304C | 4-409 | STORZ | 3 |  | 3 |  |  | PHONE/WORKSTATION |  |  |  | WIRED SPARE |  |  |  | SPARE | [15 empty] | PERIOP SERVICES | 2024-06-07 | [5 empty] | Y | [14 empty] | WSSZ0001 |  |  |  | 0 |  |  | 1 |  |  |  |  | 1 | [5 empty] | 2 |  |  |  | 1 | 0 |  | 0 | [24 empty] | 0 |  |  |  | 8811 | [7 empty] | New DID, CSS 40, no VM
10869689 | U MI CIT | LEVEL 5 | IDF 5-304C | 5-102 | NURSES STATION | 3 |  | 3 |  |  | WORKSTATION |  |  |  | LABEL PRINTER |  |  |  | SPARE | [15 empty] | NURSES STATION | 2024-06-24 | [24 empty] | 0 |  |  |  | 1 | 1 | [12 empty] | 1 | 0 |  | 0 |  |  | 1 | [18 empty] | 1 |  |  | 0
4820151 | U MI CIT | LEVEL 5 | IDF 5-122C | 5-102 | NURSES STATION | 4 |  | 3 |  |  | WIRED SPARE |  |  |  | WIRED SPARE |  |  |  | WIRED SPARE | [15 empty] | NURSES STATION | 2024-06-24 | [24 empty] | 0 | [18 empty] | 0 |  | 0 | [24 empty] | 0
4820017 | U MI CIT | LEVEL 5 | IDF 5-122C | 5-102 | NURSES STATION | 5 |  | 3 |  |  | WIRED SPARE |  |  |  | WIRED SPARE |  |  |  | WIRED SPARE | [15 empty] | NURSES STATION | 2024-06-24 | [24 empty] | 0 | [18 empty] | 0 |  | 0 | [24 empty] | 0
4346881 | U MI CIT | LEVEL 5 | IDF 5-122C | 5-102 | NURSES STATION | 6 |  | PM |  |  | PHYSIO MONITOR |  |  |  | PHYSIO MONITOR |  |  |  | SPARE | [15 empty] | NURSES STATION | 2024-06-24 | [7 empty] | CIC MC | CIC IX | [15 empty] | 0 | [18 empty] | 0 |  | 0 | [24 empty] | 0
4346965 | U MI CIT | LEVEL 5 | IDF 5-304C | 5-102 | NURSES STATION | 7 |  | 3 |  |  | PHONE/WORKSTATION |  |  |  | WIRED SPARE |  |  |  | SPARE | [15 empty] | NURSES STATION | 2024-06-24 | [5 empty] | Y | [18 empty] | 0 |  |  |  | 1 | 1 | [12 empty] | 1 | 0 |  | 0 |  |  | 1 | [21 empty] | 0 |  |  |  | 8811 | [7 empty] | New DID, CSS 40, no VM
7026597 | U MI CIT | LEVEL 5 | IDF 5-304C | 5-102 | NURSES STATION | 8 |  | 0 |  |  | FUTURE | [23 empty] | NURSES STATION | 2024-06-24 | [24 empty] | 0 | [18 empty] | 0 |  | 0 | [24 empty] | 0
4347009 | U MI CIT | LEVEL 5 | IDF 5-304C | 5-102 | NURSES STATION | 9 |  | 3 |  |  | WORKSTATION |  |  |  | WIRED SPARE |  |  |  | SPARE | [15 empty] | NURSES STATION | 2024-06-24 | [24 empty] | 0 |  |  | 1 |  |  |  |  | 1 | [5 empty] | 2 |  |  |  | 1 | 0 |  | 0 | [24 empty] | 0
6618725 | U MI CIT | LEVEL 5 | IDF 5-304C | 5-102 | NURSES STATION | 10 |  | 3 |  |  | PHONE/WORKSTATION |  |  |  | PRINTER |  |  |  | LABEL PRINTER | [15 empty] | NURSES STATION | 2024-06-24 | [5 empty] | Y | [14 empty] | DTPV0500 |  |  |  | 0 |  |  | 1 |  |  |  |  | 1 | [5 empty] | 2 |  |  |  | 1 | 0 |  | 0 | [11 empty] | 1 | [11 empty] | 1 | 0 | 1 |  |  | 8811 | [7 empty] | New DID, CSS 40, no VM
10870853 | U MI CIT | LEVEL 5 | IDF 5-122C | 5-102 | NURSES STATION | 12 |  | 3 |  |  | WORKSTATION |  |  |  | WIRED SPARE |  |  |  | SPARE | [15 empty] | NURSES STATION | 2024-06-24 | [24 empty] | 0 |  |  |  | 1 | 1 | [12 empty] | 1 | 0 |  | 0 |  |  | 1 | [21 empty] | 0
5191476 | U MI CIT | LEVEL 5 | IDF 5-304C | 5-102 | NURSES STATION | 1 |  | AV |  |  | MEDICAL DIGITAL SIGN MONITORING |  |  |  | MEDICAL DIGITAL SIGN CORE PC | [19 empty] | NURSES STATION | 2024-06-24 |  |  |  | Y | [9 empty] | NURSING WHITEBOARDS | MD | [9 empty] | 0 | [18 empty] | 0 |  | 0 | [24 empty] | 0
4520559 | U MI CIT | LEVEL 5 | IDF 5-122C | 5-208-1 | NURSES STATION-1 | 1 |  | 3 |  |  | WORKSTATION |  |  |  | WIRED SPARE |  |  |  | SPARE | [15 empty] | NURSES STATIONS | 2024-06-24 | [24 empty] | 0 |  |  |  | 1 | 1 | [12 empty] | 1 | 0 |  | 0 |  |  | 1 | [21 empty] | 0 | [11 empty] | MISSING ALCOVE FACEPLATE 5-201B
4520475 | U MI CIT | LEVEL 5 | IDF 5-122C | 5-208-1 | NURSES STATION-1 | 2 |  | 3 |  |  | WORKSTATION |  |  |  | LABEL PRINTER |  |  |  | SPARE | [15 empty] | NURSES STATIONS | 2024-06-24 | [24 empty] | 0 |  |  |  | 1 | 1 | [12 empty] | 1 | 0 |  | 0 |  |  | 1 | [20 empty] | 1 | 0 | [11 empty] | MISSING ALCOVE FACEPLATE 5-203B
4520391 | U MI CIT | LEVEL 5 | IDF 5-122C | 5-208-1 | NURSES STATION-1 | 3 |  | 3 |  |  | WORKSTATION |  |  |  | WIRED SPARE |  |  |  | SPARE | [15 empty] | NURSES STATIONS | 2024-06-24 | [24 empty] | 0 |  |  |  | 1 | 1 | [12 empty] | 1 | 0 |  | 0 |  |  | 1 | [21 empty] | 0 | [11 empty] | MISSING ALCOVE FACEPLATE 5-205B
4339500 | U MI CIT | LEVEL 5 | IDF 5-122C | 5-208-1 | NURSES STATION-1 | 4 |  | 3 |  |  | PHONE/WORKSTATION |  |  |  | WIRED SPARE |  |  |  | SPARE | [15 empty] | NURSES STATIONS | 2024-06-24 | [5 empty] | Y | [18 empty] | 0 |  |  |  | 1 | 1 | [12 empty] | 1 | 0 |  | 0 |  |  | 1 | [21 empty] | 0 |  |  |  | 8811 | [7 empty] | New DID, CSS 40, no VM, MISSING ALCOVE FACEPLATE 5-207B
4520137 | U MI CIT | LEVEL 5 | IDF 5-122C | 5-208-1 | NURSES STATION-1 | 5 |  | 3 |  |  | WORKSTATION |  |  |  | WIRED SPARE |  |  |  | SPARE | [15 empty] | NURSES STATIONS | 2024-06-24 | [24 empty] | 0 |  |  |  | 1 | 1 | [12 empty] | 1 | 0 |  | 0 |  |  | 1 | [21 empty] | 0 | [11 empty] | MISSING ALCOVE FACEPLATE 5-209B
4520223 | U MI CIT | LEVEL 5 | IDF 5-122C | 5-208-1 | NURSES STATION-1 | 6 |  | 3 |  |  | WORKSTATION |  |  |  | WIRED SPARE |  |  |  | SPARE | [15 empty] | NURSES STATIONS | 2024-06-24 | [24 empty] | 0 |  |  |  | 1 | 1 | [12 empty] | 1 | 0 |  | 0 |  |  | 1 | [21 empty] | 0 | [11 empty] | MISSING ALCOVE FACEPLATE 5-211B
4520307 | U MI CIT | LEVEL 5 | IDF 5-122C | 5-208-1 | NURSES STATION-1 | 7 |  | 3 |  |  | WORKSTATION |  |  |  | WIRED SPARE |  |  |  | SPARE | [15 empty] | NURSES STATIONS | 2024-06-24 | [24 empty] | 0 |  |  |  | 1 | 1 | [12 empty] | 1 | 0 |  | 0 |  |  | 1 | [21 empty] | 0 | [11 empty] | MISSING ALCOVE FACEPLATE 5-213B
4544711 | U MI CIT | LEVEL 5 | IDF 5-238C | 5-208-1 | NURSES STATION-1 | 8 |  | 3 |  |  | PHONE/WORKSTATION |  |  |  | LABEL PRINTER |  |  |  | PRINTER | [15 empty] | NURSES STATIONS | 2024-06-24 | [5 empty] | Y | [14 empty] | DTPV0501 |  |  |  | 0 |  |  | 1 |  |  |  |  | 1 | [5 empty] | 2 |  |  |  | 1 | 0 |  | 0 | [11 empty] | 1 | [9 empty] | 1 |  |  | 0 | 1 |  |  | 8811 | [7 empty] | New DID, CSS 40, no VM
7027416 | U MI CIT | LEVEL 5 | IDF 5-122C | 5-208-1 | NURSES STATION-1 | 9 |  | AV |  |  | MEDICAL DIGITAL SIGN MONITORING |  |  |  | MEDICAL DIGITAL SIGN CORE PC | [19 empty] | NURSES STATIONS | 2024-06-24 |  |  |  | Y | [9 empty] | NURSING WHITEBOARDS | MD | [9 empty] | 0 | [18 empty] | 0 |  | 0 | [24 empty] | 0
10869965 | U MI CIT | LEVEL 5 | IDF 5-122C | 5-208-1 | NURSES STATION-1 | 13 |  | AV |  |  | MEDICAL DIGITAL SIGN MONITORING |  |  |  | MEDICAL DIGITAL SIGN CORE PC | [19 empty] | NURSES STATIONS | 2024-06-24 |  |  |  | Y | [9 empty] | NURSING WHITEBOARDS | MD | [9 empty] | 0 | [18 empty] | 0 |  | 0 | [24 empty] | 0
4545133 | U MI CIT | LEVEL 5 | IDF 5-238C | 5-208-2 | NURSES STATION-2 | 2 |  | 3 |  |  | WORKSTATION |  |  |  | WIRED SPARE |  |  |  | SPARE | [15 empty] | NURSES STATIONS | 2024-06-24 | [24 empty] | 0 |  |  |  | 1 | 1 | [12 empty] | 1 | 0 |  | 0 |  |  | 1 | [21 empty] | 0
10870054 | U MI CIT | LEVEL 5 | IDF 5-238C | 5-208-2 | NURSES STATION-2 | 3 |  | 0 |  |  | FUTURE | [23 empty] | NURSES STATIONS | 2024-06-24 | [24 empty] | 0 | [18 empty] | 0 |  | 0 | [24 empty] | 0
4545185 | U MI CIT | LEVEL 5 | IDF 5-238C | 5-208-2 | NURSES STATION-2 | 4 |  | 3 |  |  | WORKSTATION |  |  |  | WIRED SPARE |  |  |  | SPARE | [15 empty] | NURSES STATIONS | 2024-06-24 | [24 empty] | 0 |  |  |  | 1 | 1 | [12 empty] | 1 | 0 |  | 0 |  |  | 1 | [21 empty] | 0
5192829 | U MI CIT | LEVEL 5 | IDF 5-238C | 5-208-2 | NURSES STATION-2 | 1 |  | AV |  |  | MEDICAL DIGITAL SIGN MONITORING |  |  |  | MEDICAL DIGITAL SIGN CORE PC | [19 empty] | NURSES STATIONS | 2024-06-24 |  |  |  | Y | [9 empty] | NURSING WHITEBOARDS | MD | [9 empty] | 0 | [18 empty] | 0 |  | 0 | [24 empty] | 0
4348011 | U MI CIT | LEVEL 5 | IDF 5-238C | 5-216 | NURSES STATION | 1 |  | 3 |  |  | WIRED SPARE |  |  |  | WIRED SPARE |  |  |  | WIRED SPARE | [15 empty] | NURSING STATIONS | 2024-06-24 | [24 empty] | 0 | [18 empty] | 0 |  | 0 | [24 empty] | 0
8335545 | U MI CIT | LEVEL 5 | IDF 5-238C | 5-216 | NURSES STATION | 2 |  | 3 |  |  | PHONE/WORKSTATION |  |  |  | WIRED SPARE |  |  |  | SPARE | [15 empty] | NURSING STATIONS | 2024-06-24 | [5 empty] | Y | [18 empty] | 0 |  |  |  | 1 | 1 | [12 empty] | 1 | 0 |  | 0 |  |  | 1 | [21 empty] | 0 |  |  |  | 8811 | [7 empty] | New DID, CSS 40, no VM
10870086 | U MI CIT | LEVEL 5 | IDF 5-238C | 5-216 | NURSES STATION | 3 |  | 3 |  |  | WORKSTATION |  |  |  | WIRED SPARE |  |  |  | SPARE | [15 empty] | NURSING STATIONS | 2024-06-24 | [24 empty] | 0 |  |  |  | 1 | 1 | [12 empty] | 1 | 0 |  | 0 |  |  | 1 | [21 empty] | 0
5199134 | U MI CIT | LEVEL 6 | IDF 6-304C | 6-404 | NURSES STATION | 1 |  | AV |  |  | MEDICAL DIGITAL SIGN MONITORING |  |  |  | MEDICAL DIGITAL SIGN CORE PC | [19 empty] | Nurses Station Review | 2024-06-24 |  |  |  | Y | [9 empty] | NURSING WHITEBOARDS | MD | [9 empty] | 0 | [18 empty] | 0 |  | 0 | [24 empty] | 0
5199208 | U MI CIT | LEVEL 6 | IDF 6-304C | 6-404 | NURSES STATION | 3 |  | AV |  |  | MEDICAL DIGITAL SIGN MONITORING |  |  |  | MEDICAL DIGITAL SIGN CORE PC | [19 empty] | Nurses Station Review | 2024-06-24 |  |  |  | Y | [9 empty] | NURSING WHITEBOARDS | MD | [9 empty] | 0 | [18 empty] | 0 |  | 0 | [24 empty] | 0
8326596 | U MI CIT | LEVEL 6 | IDF 6-304C | 6-404 | NURSES STATION | 2 |  | 3 |  |  | PRINTER |  |  |  | WIRED SPARE |  |  |  | SPARE | [15 empty] | Nurses Station Review | 2024-06-24 | [22 empty] | PRT-PAV0602 |  | 0 | [18 empty] | 0 |  | 0 | [9 empty] | 1 | [14 empty] | 0
6993896 | U MI CIT | LEVEL 6 | IDF 6-304C | 6-404 | NURSES STATION | 5 |  | 3 |  |  | PHONE/WORKSTATION |  |  |  | WIRED SPARE |  |  |  | SPARE | [15 empty] | Nurses Station Review | 2024-06-24 | [5 empty] | Y | [14 empty] | WSIU3566 |  |  |  | 0 |  |  |  | 1 |  | 1 | [7 empty] | 1 |  |  |  | 1 | 0 |  | 0 |  |  | 1 | [21 empty] | 0 |  |  |  | 8811 | [7 empty] | New DID, CSS 40, VM No
6993787 | U MI CIT | LEVEL 6 | IDF 6-304C | 6-404 | NURSES STATION | 7 |  | 3 |  |  | PHONE/WORKSTATION |  |  |  | LABEL PRINTER |  |  |  | SPARE | [15 empty] | Nurses Station Review | 2024-06-24 | [5 empty] | Y | [14 empty] | WSIU3568 |  | PRT-PAV0627 |  | 0 |  |  |  | 1 |  | 1 | [7 empty] | 1 |  |  |  | 1 | 0 |  | 0 |  |  | 1 | [18 empty] | 1 |  |  | 0 |  |  |  | 8811 | [7 empty] | New DID, CSS 40, VM No, LABEL PRINTER (ADD)
7047435 | U MI CIT | LEVEL 6 | IDF 6-304C | 6-404 | NURSES STATION | 8 |  | 0 |  |  | FUTURE | [23 empty] | Nurses Station Review | 2024-06-24 | [24 empty] | 0 | [18 empty] | 0 |  | 0 | [24 empty] | 0
6993834 | U MI CIT | LEVEL 6 | IDF 6-304C | 6-404 | NURSES STATION | 9 |  | 3 |  |  | PHONE/WORKSTATION |  |  |  | WIRED SPARE |  |  |  | SPARE | [15 empty] | Nurses Station Review | 2024-06-24 | [20 empty] | WSIU3569 |  |  |  | 0 |  |  |  | 1 |  | 1 | [7 empty] | 1 |  |  |  | 1 | 0 |  | 0 |  |  | 1 | [21 empty] | 0
7047471 | U MI CIT | LEVEL 6 | IDF 6-304C | 6-404 | NURSES STATION | 11 |  | 0 |  |  | FUTURE | [23 empty] | Nurses Station Review | 2024-06-24 | [24 empty] | 0 | [18 empty] | 0 |  | 0 | [24 empty] | 0
6620233 | U MI CIT | LEVEL 6 | IDF 6-122C | 6-001F | NOURISH | 1 |  | 1 |  |  | WIRED SPARE | [23 empty] | PAVILION CORE TEAM | 2024-06-27 | [24 empty] | 0 | [18 empty] | 0 |  | 0 | [24 empty] | 0
10808725 | U MI CIT | LEVEL 6 | IDF 6-122C | 6-112A | TEAM ROOM | 1 |  | 3 |  |  | WORKSTATION |  |  |  | WIRED SPARE |  |  |  | SPARE | [15 empty] | PAVILION CORE TEAM | 2024-06-27 | [24 empty] | 0 |  |  |  | 1 |  | 1 | [8 empty] | 1 |  |  | 1 | 0 |  | 0 |  |  | 1 | [21 empty] | 0
10809376 | U MI CIT | LEVEL 6 | IDF 6-122C | 6-112A | TEAM ROOM | 6 |  | 3 |  |  | WORKSTATION |  |  |  | WIRED SPARE |  |  |  | SPARE | [15 empty] | PAVILION CORE TEAM | 2024-06-27 | [24 empty] | 0 |  |  |  | 1 |  | 1 | [8 empty] | 1 |  |  | 1 | 0 |  | 0 |  |  | 1 | [21 empty] | 0
5460615 | U MI CIT | LEVEL 6 | IDF 6-122C | 6-203 | PHYSICIAN LOUNGE | 2 |  | 3 |  |  | WORKSTATION |  |  |  | WIRED SPARE |  |  |  | SPARE | [15 empty] | PAVILION CORE TEAM | 2024-06-27 | [24 empty] | 0 |  |  | 1 |  |  |  |  | 1 | [6 empty] | 1 |  |  | 1 | 0 |  | 0 | [24 empty] | 0
5460694 | U MI CIT | LEVEL 6 | IDF 6-122C | 6-203 | PHYSICIAN LOUNGE | 5 |  | W |  |  | WIRED SPARE | [23 empty] | PAVILION CORE TEAM | 2024-06-27 | [24 empty] | 0 | [18 empty] | 0 |  | 0 | [24 empty] | 0
10877972 | U MI CIT | LEVEL 6 | IDF 6-122C | 6-205 | STAFF LOUNGE | 1 |  | 3 |  |  | WIRED SPARE |  |  |  | WIRED SPARE |  |  |  | WIRED SPARE | [15 empty] | PAVILION CORE TEAM | 2024-06-27 | [24 empty] | 0 | [18 empty] | 0 |  | 0 | [24 empty] | 0
10877991 | U MI CIT | LEVEL 6 | IDF 6-122C | 6-205 | STAFF LOUNGE | 2 |  | 3 |  |  | WIRED SPARE |  |  |  | WIRED SPARE |  |  |  | WIRED SPARE | [15 empty] | PAVILION CORE TEAM | 2024-06-27 | [24 empty] | 0 | [18 empty] | 0 |  | 0 | [24 empty] | 0
10878010 | U MI CIT | LEVEL 6 | IDF 6-122C | 6-205 | STAFF LOUNGE | 3 |  | 3 |  |  | WIRED SPARE |  |  |  | WIRED SPARE |  |  |  | WIRED SPARE | [15 empty] | PAVILION CORE TEAM | 2024-06-27 | [24 empty] | 0 | [18 empty] | 0 |  | 0 | [24 empty] | 0
5460654 | U MI CIT | LEVEL 6 | IDF 6-122C | 6-205 | STAFF LOUNGE | 4 |  | 3 |  |  | WIRED SPARE |  |  |  | WIRED SPARE |  |  |  | WIRED SPARE | [15 empty] | PAVILION CORE TEAM | 2024-06-27 | [24 empty] | 0 | [18 empty] | 0 |  | 0 | [24 empty] | 0
6962265 | U MI CIT | LEVEL 3 | IDF 3-304C | 3-003 | PATIENT AND FAMILY LIBRARY | 3 |  | 3 |  |  | WORKSTATION |  |  |  | WIRED SPARE |  |  |  | SPARE | [15 empty] | PATIENT/FAMILY | 2024-06-28 | [20 empty] | WSPV0131 |  |  |  | 0 |  |  | 1 |  |  |  |  | 1 | [5 empty] | 2 |  |  |  | 1 | 0 |  | 0 | [24 empty] | 0
7038456 | U MI CIT | LEVEL 4 | IDF 4-304C | 4-344 | OPERATING ROOM | 22 |  | AS |  |  | PHONE |  |  |  | WIRED SPARE |  |  |  | WORKSTATION | [7 empty] | PHYSIO MONITOR | [7 empty] | OR | 2024-08-07 | OR 16 |  |  |  |  | Y |  |  |  |  | CANVAS | [13 empty] | 0 | [18 empty] | 0 |  | 0 | [24 empty] | 0 | [8 empty] | ANLG-CPE |  |  | New shared DID in OR, CSS 40,no VM (ANES)
11018513 | U MI CIT | LEVEL 3 | IDF 3-304C | 3-003 | PATIENT AND FAMILY LIBRARY | 6 |  | 3 |  |  | PHONE/WORKSTATION |  |  |  | WIRED SPARE |  |  |  | SPARE | [15 empty] | PATIENT/FAMILY | 2024-06-28 | [5 empty] | Y | [14 empty] | WSPV0132 |  |  |  | 0 |  |  | 1 |  |  |  |  | 1 | [5 empty] | 2 |  |  |  | 1 | 0 |  | 0 | [24 empty] | 0 |  |  |  | 8811 | [7 empty] | New DID, CSS 50, VM Yes
6832264 | U MI CIT | LEVEL 3 | IDF 3-304C | 3-003 | PATIENT AND FAMILY LIBRARY | 2 |  | AV |  |  | WIRED SPARE |  |  |  | WIRED SPARE | [19 empty] | PATIENT/FAMILY | 2024-06-28 |  |  |  | Y | [11 empty] | NON EC | [8 empty] | 0 | [18 empty] | 0 |  | 0 | [24 empty] | 0
4372452 | U MI CIT | LEVEL 3 | IDF 3-304C | 3-003 | PATIENT AND FAMILY LIBRARY | 1 |  | W |  |  | WIRED SPARE | [23 empty] | PATIENT/FAMILY | 2024-06-28 | [24 empty] | 0 | [18 empty] | 0 |  | 0 | [24 empty] | 0
6987685 | U MI CIT | LEVEL 4 | IDF 4-122C | 4-204 | CLEAN SUPPLY | 1 |  | 3 |  |  | MEDICAL EQUIPMENT-MOBILE |  |  |  | WIRED SPARE |  |  |  | SPARE | [15 empty] | PAVILION CORE TEAM | 2024-06-28 | [24 empty] | 0 | [18 empty] | 0 |  | 0 | [24 empty] | 0
4821651 | U MI CIT | LEVEL 5 | IDF 5-122C | 5-108 | CLEAN UTILITY/ LINEN | 1 |  | 3 |  |  | WIRED SPARE |  |  |  | WIRED SPARE |  |  |  | WIRED SPARE | [15 empty] | PAVILION CORE TEAM | 2024-06-28 | [24 empty] | 0 | [18 empty] | 0 |  | 0 | [24 empty] | 0
6683819 | U MI CIT | LEVEL 5 | IDF 5-122C | 5-108 | CLEAN UTILITY/ LINEN | 2 |  | 3 |  |  | WIRED SPARE |  |  |  | WIRED SPARE |  |  |  | WIRED SPARE | [15 empty] | PAVILION CORE TEAM | 2024-06-28 | [24 empty] | 0 | [18 empty] | 0 |  | 0 | [24 empty] | 0
4544347 | U MI CIT | LEVEL 5 | IDF 5-238C | 5-218 | CLEAN UTILITY/ LINEN | 1 |  | 3 |  |  | WIRED SPARE |  |  |  | WIRED SPARE |  |  |  | WIRED SPARE | [15 empty] | PAVILION CORE TEAM_NRS | 2024-06-28 | [24 empty] | 0 | [18 empty] | 0 |  | 0 | [24 empty] | 0
6682925 | U MI CIT | LEVEL 5 | IDF 5-238C | 5-218 | CLEAN UTILITY/ LINEN | 2 |  | 3 |  |  | WIRED SPARE |  |  |  | WIRED SPARE |  |  |  | WIRED SPARE | [15 empty] | PAVILION CORE TEAM_NRS | 2024-06-28 | [24 empty] | 0 | [18 empty] | 0 |  | 0 | [24 empty] | 0
4347586 | U MI CIT | LEVEL 5 | IDF 5-122C | 5-262 | RT PROCESSING CLEAN | 1 |  | 3 |  |  | WORKSTATION |  |  |  | WIRED SPARE |  |  |  | SPARE | [15 empty] | PAV CORE NURSING | 2024-06-28 | [24 empty] | 0 | [18 empty] | 0 |  | 0 | [24 empty] | 0
4347538 | U MI CIT | LEVEL 5 | IDF 5-122C | 5-262 | RT PROCESSING CLEAN | 2 |  | 3 |  |  | WIRED SPARE |  |  |  | WIRED SPARE |  |  |  | WIRED SPARE | [15 empty] | PAV CORE NURSING | 2024-06-28 | [24 empty] | 0 | [18 empty] | 0 |  | 0 | [24 empty] | 0
4347478 | U MI CIT | LEVEL 5 | IDF 5-122C | 5-262 | RT PROCESSING CLEAN | 3 |  | 3 |  |  | WIRED SPARE |  |  |  | WIRED SPARE |  |  |  | WIRED SPARE | [15 empty] | PAV CORE NURSING | 2024-06-28 | [24 empty] | 0 | [18 empty] | 0 |  | 0 | [24 empty] | 0
6684863 | U MI CIT | LEVEL 5 | IDF 5-122C | 5-262 | RT PROCESSING CLEAN | 4 |  | 3 |  |  | WIRED SPARE |  |  |  | WIRED SPARE |  |  |  | WIRED SPARE | [15 empty] | PAV CORE NURSING | 2024-06-28 | [24 empty] | 0 | [18 empty] | 0 |  | 0 | [24 empty] | 0
7946525 | U MI CIT | LEVEL 8 | IDF 8-122C | 8-202 | CLEAN UTILITY | 1 |  | 3 |  |  | WIRED SPARE |  |  |  | WIRED SPARE |  |  |  | WIRED SPARE | [15 empty] | PAV CORE NURSING | 2024-06-28 |  | 2A | 2025-04-21 | [21 empty] | 0 | [18 empty] | 0 |  | 0 | [24 empty] | 0
7946684 | U MI CIT | LEVEL 8 | IDF 8-122C | 8-306 | CLEAN UTILITY | 1 |  | 3 |  |  | WIRED SPARE |  |  |  | WIRED SPARE |  |  |  | WIRED SPARE | [15 empty] | PAVILION CORE TEAM_NRS | 2024-06-28 |  | 2A | 2025-04-21 | [21 empty] | 0 | [18 empty] | 0 |  | 0 | [24 empty] | 0
4830410 | U MI CIT | LEVEL 8 | IDF 8-438C | 8-362 | CLEAN UTILITY | 1 |  | 3 |  |  | WIRED SPARE |  |  |  | WIRED SPARE |  |  |  | WIRED SPARE | [15 empty] | PAVILION CORE TEAM_NRS | 2024-06-28 |  | 2A | 2025-04-21 | [21 empty] | 0 | [18 empty] | 0 |  | 0 | [24 empty] | 0
7946104 | U MI CIT | LEVEL 8 | IDF 8-438C | 8-454 | CLEAN UTILITY | 1 |  | 3 |  |  | WIRED SPARE |  |  |  | WIRED SPARE |  |  |  | WIRED SPARE | [15 empty] | PAVILION CORE TEAM_NRS | 2024-06-28 |  | 2A | 2025-04-21 | [21 empty] | 0 | [18 empty] | 0 |  | 0 | [24 empty] | 0
7946755 | U MI CIT | LEVEL 9 | IDF 9-122C | 9-202 | CLEAN UTILITY | 1 |  | 3 |  |  | WIRED SPARE |  |  |  | WIRED SPARE |  |  |  | WIRED SPARE | [15 empty] | PAV CORE NURSING | 2024-06-28 |  | 2B | 2025-04-07 | [21 empty] | 0 | [18 empty] | 0 |  | 0 | [24 empty] | 0
7933776 | U MI CIT | LEVEL 9 | IDF 9-122C | 9-306 | CLEAN UTILITY | 1 |  | 3 |  |  | WIRED SPARE |  |  |  | WIRED SPARE |  |  |  | WIRED SPARE | [15 empty] | PAVILION CORE TEAM | 2024-06-28 |  | 2B | 2025-04-07 | [21 empty] | 0 | [18 empty] | 0 |  | 0 | [24 empty] | 0
7933933 | U MI CIT | LEVEL 9 | IDF 9-438C | 9-362 | CLEAN UTILITY | 1 |  | 3 |  |  | WIRED SPARE |  |  |  | WIRED SPARE |  |  |  | WIRED SPARE | [15 empty] | PAV CORE NURSING | 2024-06-28 |  | 2B | 2025-04-07 | [21 empty] | 0 | [18 empty] | 0 |  | 0 | [24 empty] | 0
7934042 | U MI CIT | LEVEL 9 | IDF 9-438C | 9-408 | CLEAN UTILITY | 1 |  | 3 |  |  | WIRED SPARE |  |  |  | WIRED SPARE |  |  |  | WIRED SPARE | [15 empty] | PAVILION CORE TEAM | 2024-06-28 |  | 2B | 2025-04-07 | [21 empty] | 0 | [18 empty] | 0 |  | 0 | [24 empty] | 0
4517783 | U MI CIT | LEVEL 3 | IDF 3-304C | 3-002 | GIFT SHOP | 1 |  | 3 |  |  | PHONE |  |  |  | POINT OF SALE |  |  |  | SPARE | [15 empty] | GIFT SHOP - AMANDA BELIVEAU | 2024-07-01 | [5 empty] | Y | [18 empty] | 0 |  |  | 1 |  |  |  |  | 1 | [6 empty] | 1 |  |  | 1 | 0 |  | 0 | [24 empty] | 0 |  |  |  | 8811 | [7 empty] | New DID, CSS 40, no VM (cannot find reveiw added 9/26/24)
5518927 | U MI CIT | LEVEL 10 | IDF 10-334C | 10-336 | CONFERENCE ROOM | 3 |  | 3 |  |  | PHONE |  |  |  | WIRED SPARE |  |  |  | SPARE | [15 empty] | PAVILION CORE TEAM | 2024-07-24 |  | 3 | 2025-05-19 |  |  | Y | [18 empty] | 0 | [18 empty] | 0 |  | 0 | [24 empty] | 0 |  |  |  | 8811 | [7 empty] | New DID, CSS 40, no VM
4841577 | U MI CIT | LEVEL 10 | IDF 10-438C | 10-417 | COMMUNAL TEAMING | 3 |  | 3 |  |  | PHONE |  |  |  | WIRED SPARE |  |  |  | SPARE | [15 empty] | PAVILION CORE TEAM | 2024-07-24 |  | 3 | 2025-05-19 |  |  | Y | [18 empty] | 0 | [18 empty] | 0 |  | 0 | [24 empty] | 0 |  |  |  | 8811 | [7 empty] | New DID, CSS 40, no VM
4841569 | U MI CIT | LEVEL 10 | IDF 10-438C | 10-417 | COMMUNAL TEAMING | 4 |  | 3 |  |  | WIRED SPARE |  |  |  | WIRED SPARE |  |  |  | WIRED SPARE | [15 empty] | PAVILION CORE TEAM | 2024-07-24 |  | 3 | 2025-05-19 | [21 empty] | 0 | [18 empty] | 0 |  | 0 | [24 empty] | 0
5518980 | U MI CIT | LEVEL 11 | IDF 11-334C | 11-336 | CONFERENCE ROOM | 3 |  | 3 |  |  | PHONE |  |  |  | WIRED SPARE |  |  |  | SPARE | [15 empty] | PAVILION CORE TEAM | 2024-07-24 |  | 3 | 2025-05-19 |  |  | Y | [18 empty] | 0 | [18 empty] | 0 |  | 0 | [24 empty] | 0 |  |  |  | 8811 | [7 empty] | New DID, CSS 40, no VM
7306489 | U MI CIT | LEVEL 12 | IDF 12-334C | 12-336 | CONFERENCE ROOM | 3 |  | 3 |  |  | PHONE |  |  |  | WIRED SPARE |  |  |  | SPARE | [15 empty] | PAVILION CORE TEAM | 2024-07-24 | [5 empty] | Y | [18 empty] | 0 | [18 empty] | 0 |  | 0 | [24 empty] | 0 |  |  |  | 8811 | [7 empty] | New DID, CSS 40, no VM
4853468 | U MI CIT | LEVEL 12 | IDF 12-438C | 12-417 | COMMUNAL TEAMING | 3 |  | 3 |  |  | Phone |  |  |  | WIRED SPARE |  |  |  | WIRED SPARE | [15 empty] | PAVILION CORE TEAM | 2024-07-24 |  |  |  | Y | [20 empty] | 0 | [18 empty] | 0 |  | 0 | [24 empty] | 0 |  |  |  | 8811 | [7 empty] | NEW DID, CSS 40, no VM
5922568 | U MI CIT | LEVEL 3 | IDF 3-122C | 3-023A | CONFERENCE ROOM | 9 |  | W |  |  | PHONE | [23 empty] | PAVILION CORE TEAM | 2024-07-24 | [5 empty] | Y | [18 empty] | 0 | [18 empty] | 0 |  | 0 | [24 empty] | 0 |  |  |  | 6901W | [7 empty] | New DID, CSS 30, no VM
4386768 | U MI CIT | LEVEL 3 | IDF 3-122C | 3-023B | CONFERENCE ROOM | 1 |  | W |  |  | PHONE | [11 empty] | WIRED SPARE |  |  |  | WIRED SPARE |  |  |  | WIRED SPARE |  |  |  | PAVILION CORE TEAM | 2024-07-24 | [5 empty] | Y | [18 empty] | 0 | [18 empty] | 0 |  | 0 | [24 empty] | 0 |  |  |  | 6901W | [7 empty] | New DID, CSS 30, no VM
5396618 | U MI CIT | LEVEL 3 | IDF 3-304C | 3-303 | ON CALL | 1 |  | 3 |  |  | PHONE/WORKSTATION |  |  |  | WIRED SPARE |  |  |  | SPARE | [15 empty] | PAVILION CORE TEAM | 2024-07-24 | [5 empty] | Y | [14 empty] | WSPV0164 |  |  |  | 0 |  |  |  | 1 |  | 1 | [8 empty] | 1 |  |  | 1 | 0 |  | 0 |  |  | 1 | [21 empty] | 0 |  |  |  | 8811 | [7 empty] | New DID, CSS 40, no VM
4366619 | U MI CIT | LEVEL 3 | IDF 3-304C | 3-304 | ON CALL | 1 |  | 3 |  |  | PHONE/WORKSTATION |  |  |  | WIRED SPARE |  |  |  | SPARE | [15 empty] | PAVILION CORE TEAM | 2024-07-24 | [5 empty] | Y | [14 empty] | WSPV0165 |  |  |  | 0 |  |  |  | 1 |  | 1 | [8 empty] | 1 |  |  | 1 | 0 |  | 0 |  |  | 1 | [21 empty] | 0 |  |  |  | 8811 | [7 empty] | New DID, CSS 40, no VM
5396638 | U MI CIT | LEVEL 3 | IDF 3-304C | 3-305 | ON CALL | 1 |  | 3 |  |  | PHONE/WORKSTATION |  |  |  | WIRED SPARE |  |  |  | SPARE | [15 empty] | PAVILION CORE TEAM | 2024-07-24 | [5 empty] | Y | [14 empty] | WSPV0166 |  |  |  | 0 |  |  |  | 1 |  | 1 | [8 empty] | 1 |  |  | 1 | 0 |  | 0 |  |  | 1 | [21 empty] | 0 |  |  |  | 8811 | [7 empty] | New DID, CSS 40, no VM
4366599 | U MI CIT | LEVEL 3 | IDF 3-304C | 3-306 | ON CALL | 1 |  | 3 |  |  | PHONE/WORKSTATION |  |  |  | WIRED SPARE |  |  |  | SPARE | [15 empty] | PAVILION CORE TEAM | 2024-07-24 | [5 empty] | Y | [14 empty] | WSPV0167 |  |  |  | 0 |  |  |  | 1 |  | 1 | [8 empty] | 1 |  |  | 1 | 0 |  | 0 |  |  | 1 | [21 empty] | 0 |  |  |  | 8811 | [7 empty] | New DID, CSS 40, no VM
4517036 | U MI CIT | LEVEL 3 | IDF 3-304C | 3-307 | ON CALL | 1 |  | 3 |  |  | PHONE/WORKSTATION |  |  |  | WIRED SPARE |  |  |  | SPARE | [15 empty] | PAVILION CORE TEAM | 2024-07-24 | [5 empty] | Y | [14 empty] | WSPV0168 |  |  |  | 0 |  |  |  | 1 |  | 1 | [8 empty] | 1 |  |  | 1 | 0 |  | 0 |  |  | 1 | [21 empty] | 0 |  |  |  | 8811 | [7 empty] | New DID, CSS 40, no VM
7459287 | U MI CIT | LEVEL 3 | IDF 3-304C | 3-307 | ON CALL | 2 |  | TV |  |  | WIRED SPARE |  |  |  | WIRED SPARE | [19 empty] | PAVILION CORE TEAM | 2024-07-24 | [24 empty] | 0 | [18 empty] | 0 |  | 0 | [24 empty] | 0
5396709 | U MI CIT | LEVEL 3 | IDF 3-304C | 3-308 | ON CALL | 1 |  | 3 |  |  | PHONE/WORKSTATION |  |  |  | WIRED SPARE |  |  |  | SPARE | [15 empty] | PAVILION CORE TEAM | 2024-07-24 | [5 empty] | Y | [14 empty] | WSPV0169 |  |  |  | 0 |  |  |  | 1 |  | 1 | [8 empty] | 1 |  |  | 1 | 0 |  | 0 |  |  | 1 | [21 empty] | 0 |  |  |  | 8811 | [7 empty] | New DID, CSS 40, no VM
5176555 | U MI CIT | LEVEL 3 | IDF 3-304C | 3-309 | ON CALL | 1 |  | 3 |  |  | PHONE/WORKSTATION |  |  |  | WIRED SPARE |  |  |  | SPARE | [15 empty] | PAVILION CORE TEAM | 2024-07-24 | [5 empty] | Y | [14 empty] | WSPV0170 |  |  |  | 0 |  |  |  | 1 |  | 1 | [8 empty] | 1 |  |  | 1 | 0 |  | 0 |  |  | 1 | [21 empty] | 0 |  |  |  | 8811 | [7 empty] | New DID, CSS 40, no VM
5396729 | U MI CIT | LEVEL 3 | IDF 3-304C | 3-310 | ON CALL | 1 |  | 3 |  |  | PHONE/WORKSTATION |  |  |  | WIRED SPARE |  |  |  | SPARE | [15 empty] | PAVILION CORE TEAM | 2024-07-24 | [5 empty] | Y | [14 empty] | WSPV0171 |  |  |  | 0 |  |  |  | 1 |  | 1 | [8 empty] | 1 |  |  | 1 | 0 |  | 0 |  |  | 1 | [21 empty] | 0 |  |  |  | 8811 | [7 empty] | New DID, CSS 40, no VM
5176519 | U MI CIT | LEVEL 3 | IDF 3-304C | 3-311 | ON CALL | 1 |  | 3 |  |  | PHONE/WORKSTATION |  |  |  | WIRED SPARE |  |  |  | SPARE | [15 empty] | PAVILION CORE TEAM | 2024-07-24 | [5 empty] | Y | [14 empty] | WSPV0172 |  |  |  | 0 |  |  |  | 1 |  | 1 | [8 empty] | 1 |  |  | 1 | 0 |  | 0 |  |  | 1 | [21 empty] | 0 |  |  |  | 8811 | [7 empty] | New DID, CSS 40, no VM
4517232 | U MI CIT | LEVEL 3 | IDF 3-304C | 3-313 | ON CALL | 1 |  | 3 |  |  | PHONE/WORKSTATION |  |  |  | WIRED SPARE |  |  |  | SPARE | [15 empty] | PAVILION CORE TEAM | 2024-07-24 | [5 empty] | Y | [14 empty] | WSPV0173 |  |  |  | 0 |  |  |  | 1 |  | 1 | [8 empty] | 1 |  |  | 1 | 0 |  | 0 |  |  | 1 | [21 empty] | 0 |  |  |  | 8811 | [7 empty] | New DID, CSS 40, no VM
5176499 | U MI CIT | LEVEL 3 | IDF 3-304C | 3-315 | ON CALL | 1 |  | 3 |  |  | PHONE/WORKSTATION |  |  |  | WIRED SPARE |  |  |  | SPARE | [15 empty] | PAVILION CORE TEAM | 2024-07-24 | [5 empty] | Y | [14 empty] | WSPV0174 |  |  |  | 0 |  |  |  | 1 |  | 1 | [8 empty] | 1 |  |  | 1 | 0 |  | 0 |  |  | 1 | [21 empty] | 0 |  |  |  | 8811 | [7 empty] | New DID, CSS 40, no VM
4517272 | U MI CIT | LEVEL 3 | IDF 3-304C | 3-317 | ON CALL | 1 |  | 3 |  |  | PHONE/WORKSTATION |  |  |  | WIRED SPARE |  |  |  | SPARE | [15 empty] | PAVILION CORE TEAM | 2024-07-24 | [5 empty] | Y | [14 empty] | WSPV0175 |  |  |  | 0 |  |  |  | 1 |  | 1 | [8 empty] | 1 |  |  | 1 | 0 |  | 0 |  |  | 1 | [21 empty] | 0 |  |  |  | 8811 | [7 empty] | New DID, CSS 40, no VM
4703112 | U MI CIT | LEVEL 4 | IDF 4-304C | 4-431 | CONFERENCE ROOM | 4 |  | 3 |  |  | PHONE |  |  |  | WIRED SPARE |  |  |  | SPARE | [15 empty] | PAVILION CORE TEAM | 2024-07-24 | [5 empty] | Y | [18 empty] | 0 | [18 empty] | 0 |  | 0 | [24 empty] | 0 |  |  |  | 8811 | [7 empty] | New DID, CSS 40, no VM
4543366 | U MI CIT | LEVEL 5 | IDF 5-238C | 5-242 | ON CALL | 2 |  | 3 |  |  | PHONE/WORKSTATION |  |  |  | WIRED SPARE |  |  |  | SPARE | [15 empty] | PAVILION CORE TEAM | 2024-07-24 | [5 empty] | Y | [18 empty] | 0 |  |  |  | 1 |  | 1 | [8 empty] | 1 |  |  | 1 | 0 |  | 0 |  |  | 1 | [21 empty] | 0 |  |  |  | 8811 | [7 empty] | New DID, CSS 40, no VM
4543155 | U MI CIT | LEVEL 5 | IDF 5-238C | 5-244 | ON CALL | 1 |  | 3 |  |  | PHONE/WORKSTATION |  |  |  | WIRED SPARE |  |  |  | SPARE | [15 empty] | PAVILION CORE TEAM | 2024-07-24 | [5 empty] | Y | [18 empty] | 0 |  |  |  | 1 |  | 1 | [8 empty] | 1 |  |  | 1 | 0 |  | 0 |  |  | 1 | [21 empty] | 0 |  |  |  | 8811 | [7 empty] | New DID, CSS 40, no VM
7465112 | U MI CIT | LEVEL 6 | IDF 6-122C | 6-112B | CONFERENCE ROOM (SAFE) | 4 |  | 3 |  |  | PHONE |  |  |  | WIRED SPARE |  |  |  | SPARE | [15 empty] | PAVILION CORE TEAM | 2024-07-24 | [5 empty] | Y | [18 empty] | 0 | [18 empty] | 0 |  | 0 | [24 empty] | 0 |  |  |  | 8811 | [7 empty] | New DID, CSS 40, no VM
7011692 | U MI CIT | LEVEL 7 | IDF 7-304C | 7-401N | ON CALL | 1 |  | 3 |  |  | PHONE/WORKSTATION |  |  |  | WIRED SPARE |  |  |  | SPARE | [15 empty] | PAVILION CORE TEAM | 2024-07-24 | [5 empty] | Y | [18 empty] | 0 |  |  |  | 1 |  | 1 | [8 empty] | 1 |  |  | 1 | 0 |  | 0 |  |  | 1 | [21 empty] | 0 |  |  |  | 8811 | [7 empty] | New DID, CSS 40, no VM
7011700 | U MI CIT | LEVEL 7 | IDF 7-304C | 7-401P | ON CALL | 1 |  | 3 |  |  | PHONE/WORKSTATION |  |  |  | WIRED SPARE |  |  |  | SPARE | [15 empty] | PAVILION CORE TEAM | 2024-07-24 | [5 empty] | Y | [18 empty] | 0 |  |  |  | 1 |  | 1 | [8 empty] | 1 |  |  | 1 | 0 |  | 0 |  |  | 1 | [21 empty] | 0 |  |  |  | 8811 | [7 empty] | New DID, CSS 40, no VM
10530764 | U MI CIT | LEVEL 7 | IDF 7-304C | 7-401S | ON CALL | 1 |  | 3 |  |  | PHONE/WORKSTATION |  |  |  | WIRED SPARE |  |  |  | SPARE | [15 empty] | PAVILION CORE TEAM | 2024-07-24 | [5 empty] | Y | [18 empty] | 0 |  |  |  | 1 |  | 1 | [8 empty] | 1 |  |  | 1 | 0 |  | 0 |  |  | 1 | [21 empty] | 0 |  |  |  | 8811 | [7 empty] | New DID, CSS 40, no VM
10531154 | U MI CIT | LEVEL 7 | IDF 7-304C | 7-401T | ON CALL | 1 |  | 3 |  |  | PHONE/WORKSTATION |  |  |  | WIRED SPARE |  |  |  | SPARE | [15 empty] | PAVILION CORE TEAM | 2024-07-24 | [5 empty] | Y | [18 empty] | 0 |  |  |  | 1 |  | 1 | [8 empty] | 1 |  |  | 1 | 0 |  | 0 |  |  | 1 | [21 empty] | 0 |  |  |  | 8811 | [7 empty] | New DID, CSS 40, no VM
5210265 | U MI CIT | LEVEL 8 | IDF 8-122C | 8-213 | CONSULT (Respite Room) | 1 |  | AV |  |  | AV ROOM EQUIPMENT |  |  |  | AV ROOM EQUIPMENT | [19 empty] | PAVILION CORE TEAM | 2024-07-24 |  | 2A | 2025-04-21 | [10 empty] | CDIAVS | Respite sound bar | [9 empty] | 0 | [18 empty] | 0 |  | 0 | [24 empty] | 0
7011881 | U MI CIT | LEVEL 8 | IDF 8-122C | 8-213 | CONSULT (Respite Room) | 2 |  | AV |  |  | SPARE |  |  |  | SPARE | [19 empty] | PAVILION CORE TEAM | 2024-07-24 |  | 2A | 2025-04-21 | [21 empty] | 0 | [18 empty] | 0 |  | 0 | [24 empty] | 0
7011873 | U MI CIT | LEVEL 8 | IDF 8-122C | 8-213 | CONSULT (Respite Room) | 3 |  | AV |  |  | WIRED SPARE |  |  |  | WIRED SPARE | [19 empty] | PAVILION CORE TEAM | 2024-07-24 |  | 2A | 2025-04-21 | [21 empty] | 0 | [18 empty] | 0 |  | 0 | [24 empty] | 0
10810636 | U MI CIT | LEVEL 8 | IDF 8-438C | 8-444A | CONFERENCE ROOM | 1 |  | 3 |  |  | AV ROOM EQUIPMENT |  |  |  | AV ROOM EQUIPMENT |  |  |  | SPARE | [15 empty] | PAVILION CORE TEAM | 2024-07-24 |  | 2A | 2025-04-21 |  |  | Y | [18 empty] | 0 | [18 empty] | 0 |  | 0 | [24 empty] | 0 |  |  |  | 8811 | [7 empty] | New DID, CSS 40, no VM
4494724 | U MI CIT | LEVEL 9 | IDF 9-122C | 9-213 | CONSULT / DEBRIEF (Respite Room) | 1 |  | AV |  |  | AV ROOM EQUIPMENT |  |  |  | AV ROOM EQUIPMENT | [19 empty] | PAVILION CORE TEAM | 2024-07-24 |  | 2B | 2025-04-07 | [10 empty] | CDIAVS | Respite sound bar | [9 empty] | 0 | [18 empty] | 0 |  | 0 | [24 empty] | 0
4494688 | U MI CIT | LEVEL 9 | IDF 9-122C | 9-213 | CONSULT / DEBRIEF (Respite Room) | 2 |  | AV |  |  | WIRED SPARE |  |  |  | WIRED SPARE | [19 empty] | PAVILION CORE TEAM | 2024-07-24 |  | 2B | 2025-04-07 | [21 empty] | 0 | [18 empty] | 0 |  | 0 | [24 empty] | 0
7063935 | U MI CIT | LEVEL 9 | IDF 9-122C | 9-213 | CONSULT / DEBRIEF (Respite Room) | 3 |  | AV |  |  | WIRED SPARE |  |  |  | WIRED SPARE | [19 empty] | PAVILION CORE TEAM | 2024-07-24 |  | 2B | 2025-04-07 | [21 empty] | 0 | [18 empty] | 0 |  | 0 | [24 empty] | 0
4487135 | U MI CIT | LEVEL 9 | IDF 9-122C | 9-206 | TEAM ROOM | 4 |  | 3 |  |  | PHONE/WORKSTATION |  |  |  | WIRED SPARE |  |  |  | SPARE | [15 empty] | PAVILION CORE TEAM | 2024-09-19 |  | 2B | 2025-04-07 |  |  | Y | [14 empty] | WSPV0015 |  |  |  | 0 |  |  |  | 1 |  | 1 | [8 empty] | 1 |  |  | 1 | 0 |  | 0 |  |  | 1 | [21 empty] | 0 |  |  |  | 8811 | [7 empty] | New DID, CSS 40, no VM
5215969 | U MI CIT | LEVEL 9 | IDF 9-438C | 9-417 | COMMUNAL TEAMING | 1 |  | AV |  |  | AV ROOM EQUIPMENT |  |  |  | AV ROOM EQUIPMENT | [19 empty] | PAVILION CORE TEAM | 2024-07-24 |  | 2B | 2025-04-07 | [10 empty] | CDIAVS | CR | [9 empty] | 0 | [18 empty] | 0 |  | 0 | [24 empty] | 0
4857931 | U MI CIT | LEVEL 10 | IDF 10-334C | 10-101 | UNIV PATIENT RM | 3 |  | 3C |  |  | PT PHONE |  |  |  | WIRED SPARE |  |  |  | SPARE | [7 empty] | CAPSULE P-P |  |  |  | CAPSULE P-P |  |  |  | PAVILION CORE TEAM_NRS | 2024-07-25 | 10-01 | 3 | 2025-05-19 |  |  | Y | [18 empty] | 0 | [18 empty] | 0 |  | 0 | [24 empty] | 0 | [6 empty] | PT PHONE |  |  |  |  | New DID, CSS 10, No VM, PT Device Pool, HOLDER
4857891 | U MI CIT | LEVEL 10 | IDF 10-334C | 10-103 | UNIV PATIENT RM | 3 |  | 3C |  |  | PT PHONE |  |  |  | WIRED SPARE |  |  |  | SPARE | [7 empty] | CAPSULE P-P | [7 empty] | PAVILION CORE TEAM_NRS | 2024-07-25 | 10-02 | 3 | 2025-05-19 |  |  | Y | [18 empty] | 0 | [18 empty] | 0 |  | 0 | [24 empty] | 0 | [6 empty] | PT PHONE |  |  |  |  | New DID, CSS 10, No VM, PT Device Pool, HOLDER
4857851 | U MI CIT | LEVEL 10 | IDF 10-122C | 10-105 | UNIV PATIENT RM | 3 |  | 3C |  |  | PT PHONE |  |  |  | WIRED SPARE |  |  |  | SPARE | [7 empty] | CAPSULE P-P | [7 empty] | PAVILION CORE TEAM_NRS | 2024-07-25 | 10-03 | 3 | 2025-05-19 |  |  | Y | [18 empty] | 0 | [18 empty] | 0 |  | 0 | [24 empty] | 0 | [6 empty] | PT PHONE |  |  |  |  | New DID, CSS 10, No VM, PT Device Pool, HOLDER
4857811 | U MI CIT | LEVEL 10 | IDF 10-122C | 10-107 | UNIV PATIENT RM | 3 |  | 3C |  |  | PT PHONE |  |  |  | WIRED SPARE |  |  |  | SPARE | [7 empty] | CAPSULE P-P | [7 empty] | PAVILION CORE TEAM_NRS | 2024-07-25 | 10-04 | 3 | 2025-05-19 |  |  | Y | [18 empty] | 0 | [18 empty] | 0 |  | 0 | [24 empty] | 0 | [6 empty] | PT PHONE |  |  |  |  | New DID, CSS 10, No VM, PT Device Pool, HOLDER
4857771 | U MI CIT | LEVEL 10 | IDF 10-122C | 10-109 | UNIV PATIENT RM | 3 |  | 3C |  |  | PT PHONE |  |  |  | WIRED SPARE |  |  |  | SPARE | [7 empty] | CAPSULE P-P | [7 empty] | PAVILION CORE TEAM_NRS | 2024-07-25 | 10-05 | 3 | 2025-05-19 |  |  | Y | [18 empty] | 0 | [18 empty] | 0 |  | 0 | [24 empty] | 0 | [6 empty] | PT PHONE |  |  |  |  | New DID, CSS 10, No VM, PT Device Pool, HOLDER
4857731 | U MI CIT | LEVEL 10 | IDF 10-122C | 10-111 | UNIV PATIENT RM | 3 |  | 3C |  |  | PT PHONE |  |  |  | WIRED SPARE |  |  |  | SPARE | [7 empty] | CAPSULE P-P | [7 empty] | PAVILION CORE TEAM_NRS | 2024-07-25 | 10-06 | 3 | 2025-05-19 |  |  | Y | [18 empty] | 0 | [18 empty] | 0 |  | 0 | [24 empty] | 0 | [6 empty] | PT PHONE |  |  |  |  | New DID, CSS 10, No VM, PT Device Pool, HOLDER
4857691 | U MI CIT | LEVEL 10 | IDF 10-122C | 10-113 | UNIV PATIENT RM | 3 |  | 3C |  |  | PT PHONE |  |  |  | WIRED SPARE |  |  |  | SPARE | [7 empty] | CAPSULE P-P | [7 empty] | PAVILION CORE TEAM_NRS | 2024-07-25 | x | 3 | 2025-05-19 |  |  | Y | [18 empty] | 0 | [18 empty] | 0 |  | 0 | [24 empty] | 0 | [6 empty] | PT PHONE |  |  |  |  | New DID, CSS 10, No VM, PT Device Pool, HOLDER
4857651 | U MI CIT | LEVEL 10 | IDF 10-122C | 10-115 | UNIV PATIENT RM | 3 |  | 3C |  |  | PT PHONE |  |  |  | WIRED SPARE |  |  |  | SPARE | [7 empty] | CAPSULE P-P | [7 empty] | PAVILION CORE TEAM_NRS | 2024-07-25 | x | 3 | 2025-05-19 |  |  | Y | [18 empty] | 0 | [18 empty] | 0 |  | 0 | [24 empty] | 0 | [6 empty] | PT PHONE |  |  |  |  | New DID, CSS 10, No VM, PT Device Pool, HOLDER
4857611 | U MI CIT | LEVEL 10 | IDF 10-122C | 10-117 | UNIV PATIENT RM ADA | 3 |  | 3C |  |  | PT PHONE |  |  |  | WIRED SPARE |  |  |  | SPARE | [7 empty] | CAPSULE P-P | [7 empty] | PAVILION CORE TEAM_NRS | 2024-07-25 | x | 3 | 2025-05-19 |  |  | Y | [18 empty] | 0 | [18 empty] | 0 |  | 0 | [24 empty] | 0 | [6 empty] | PT PHONE |  |  |  |  | New DID, CSS 10, No VM, PT Device Pool, HOLDER
4858171 | U MI CIT | LEVEL 10 | IDF 10-122C | 10-201 | UNIV ISO PATIENT RM | 3 |  | 3C |  |  | PT PHONE |  |  |  | WIRED SPARE |  |  |  | SPARE | [7 empty] | CAPSULE P-P | [7 empty] | PAVILION CORE TEAM_NRS | 2024-07-25 | 10-10 | 3 | 2025-05-19 |  |  | Y | [18 empty] | 0 | [18 empty] | 0 |  | 0 | [24 empty] | 0 | [6 empty] | PT PHONE |  |  |  |  | New DID, CSS 10, No VM, PT Device Pool, HOLDER
4858131 | U MI CIT | LEVEL 10 | IDF 10-122C | 10-203 | UNIV PATIENT RM | 3 |  | 3C |  |  | PT PHONE |  |  |  | WIRED SPARE |  |  |  | SPARE | [7 empty] | CAPSULE P-P | [7 empty] | PAVILION CORE TEAM_NRS | 2024-07-25 | 10-11 | 3 | 2025-05-19 |  |  | Y | [18 empty] | 0 | [18 empty] | 0 |  | 0 | [24 empty] | 0 | [6 empty] | PT PHONE |  |  |  |  | New DID, CSS 10, No VM, PT Device Pool, HOLDER
4858091 | U MI CIT | LEVEL 10 | IDF 10-122C | 10-205 | UNIV PATIENT RM | 3 |  | 3C |  |  | PT PHONE |  |  |  | WIRED SPARE |  |  |  | SPARE | [7 empty] | CAPSULE P-P | [7 empty] | PAVILION CORE TEAM_NRS | 2024-07-25 | 10-12 | 3 | 2025-05-19 |  |  | Y | [18 empty] | 0 | [18 empty] | 0 |  | 0 | [24 empty] | 0 | [6 empty] | PT PHONE |  |  |  |  | New DID, CSS 10, No VM, PT Device Pool, HOLDER
4858051 | U MI CIT | LEVEL 10 | IDF 10-122C | 10-207 | UNIV PATIENT RM | 3 |  | 3C |  |  | PT PHONE |  |  |  | WIRED SPARE |  |  |  | SPARE | [7 empty] | CAPSULE P-P | [7 empty] | PAVILION CORE TEAM_NRS | 2024-07-25 | 10-13 | 3 | 2025-05-19 |  |  | Y | [18 empty] | 0 | [18 empty] | 0 |  | 0 | [24 empty] | 0 | [6 empty] | PT PHONE |  |  |  |  | New DID, CSS 10, No VM, PT Device Pool, HOLDER
4858011 | U MI CIT | LEVEL 10 | IDF 10-122C | 10-209 | UNIV PATIENT RM | 3 |  | 3C |  |  | PT PHONE |  |  |  | WIRED SPARE |  |  |  | SPARE | [7 empty] | CAPSULE P-P | [7 empty] | PAVILION CORE TEAM_NRS | 2024-07-25 | 10-14 | 3 | 2025-05-19 |  |  | Y | [18 empty] | 0 | [18 empty] | 0 |  | 0 | [24 empty] | 0 | [6 empty] | PT PHONE |  |  |  |  | New DID, CSS 10, No VM, PT Device Pool, HOLDER
4857971 | U MI CIT | LEVEL 10 | IDF 10-122C | 10-211 | UNIV PATIENT RM ADA | 3 |  | 3C |  |  | PT PHONE |  |  |  | WIRED SPARE |  |  |  | SPARE | [7 empty] | CAPSULE P-P | [7 empty] | PAVILION CORE TEAM_NRS | 2024-07-25 | 10-15 | 3 | 2025-05-19 |  |  | Y | [18 empty] | 0 | [18 empty] | 0 |  | 0 | [24 empty] | 0 | [6 empty] | PT PHONE |  |  |  |  | New DID, CSS 10, No VM, PT Device Pool, HOLDER
4793275 | U MI CIT | LEVEL 10 | IDF 10-122C | 10-301 | UNIV PATIENT RM | 3 |  | 3C |  |  | PT PHONE |  |  |  | WIRED SPARE |  |  |  | SPARE | [7 empty] | CAPSULE P-P | [7 empty] | PAVILION CORE TEAM_NRS | 2024-07-25 | 10-16 | 3 | 2025-05-19 |  |  | Y | [18 empty] | 0 | [18 empty] | 0 |  | 0 | [24 empty] | 0 | [6 empty] | PT PHONE |  |  |  |  | New DID, CSS 10, No VM, PT Device Pool, HOLDER
4793228 | U MI CIT | LEVEL 10 | IDF 10-122C | 10-303 | UNIV PATIENT RM | 3 |  | 3C |  |  | PT PHONE |  |  |  | WIRED SPARE |  |  |  | SPARE | [7 empty] | CAPSULE P-P | [7 empty] | PAVILION CORE TEAM_NRS | 2024-07-25 | 10-17 | 3 | 2025-05-19 |  |  | Y | [18 empty] | 0 | [18 empty] | 0 |  | 0 | [24 empty] | 0 | [6 empty] | PT PHONE |  |  |  |  | New DID, CSS 10, No VM, PT Device Pool, HOLDER
4793181 | U MI CIT | LEVEL 10 | IDF 10-122C | 10-305 | UNIV PATIENT RM | 3 |  | 3C |  |  | PT PHONE |  |  |  | WIRED SPARE |  |  |  | SPARE | [7 empty] | CAPSULE P-P | [7 empty] | PAVILION CORE TEAM_NRS | 2024-07-25 | 10-18 | 3 | 2025-05-19 |  |  | Y | [18 empty] | 0 | [18 empty] | 0 |  | 0 | [24 empty] | 0 | [6 empty] | PT PHONE |  |  |  |  | New DID, CSS 10, No VM, PT Device Pool, HOLDER
4793128 | U MI CIT | LEVEL 10 | IDF 10-122C | 10-307 | UNIV PATIENT RM | 3 |  | 3C |  |  | PT PHONE |  |  |  | WIRED SPARE |  |  |  | SPARE | [7 empty] | CAPSULE P-P | [7 empty] | PAVILION CORE TEAM_NRS | 2024-07-25 | 10-19 | 3 | 2025-05-19 |  |  | Y | [18 empty] | 0 | [18 empty] | 0 |  | 0 | [24 empty] | 0 | [6 empty] | PT PHONE |  |  |  |  | New DID, CSS 10, No VM, PT Device Pool, HOLDER
4793081 | U MI CIT | LEVEL 10 | IDF 10-122C | 10-309 | UNIV PATIENT RM | 3 |  | 3C |  |  | PT PHONE |  |  |  | WIRED SPARE |  |  |  | SPARE | [7 empty] | CAPSULE P-P | [7 empty] | PAVILION CORE TEAM_NRS | 2024-07-25 | 10-20 | 3 | 2025-05-19 |  |  | Y | [18 empty] | 0 | [18 empty] | 0 |  | 0 | [24 empty] | 0 | [6 empty] | PT PHONE |  |  |  |  | New DID, CSS 10, No VM, PT Device Pool, HOLDER
4793034 | U MI CIT | LEVEL 10 | IDF 10-334C | 10-311 | UNIV PATIENT RM | 3 |  | 3C |  |  | PT PHONE |  |  |  | WIRED SPARE |  |  |  | SPARE | [7 empty] | CAPSULE P-P | [7 empty] | PAVILION CORE TEAM_NRS | 2024-07-25 | 10-21 | 3 | 2025-05-19 |  |  | Y | [18 empty] | 0 | [18 empty] | 0 |  | 0 | [24 empty] | 0 | [6 empty] | PT PHONE |  |  |  |  | New DID, CSS 10, No VM, PT Device Pool, HOLDER
4792971 | U MI CIT | LEVEL 10 | IDF 10-334C | 10-313 | UNIV PATIENT RM | 3 |  | 3C |  |  | PT PHONE |  |  |  | WIRED SPARE |  |  |  | SPARE | [7 empty] | CAPSULE P-P | [7 empty] | PAVILION CORE TEAM_NRS | 2024-07-25 | 10-22 | 3 | 2025-05-19 |  |  | Y | [18 empty] | 0 | [18 empty] | 0 |  | 0 | [24 empty] | 0 | [6 empty] | PT PHONE |  |  |  |  | New DID, CSS 10, No VM, PT Device Pool, HOLDER
4709878 | U MI CIT | LEVEL 10 | IDF 10-334C | 10-315 | UNIV PATIENT RM | 4 |  | 3C |  |  | PT PHONE |  |  |  | WIRED SPARE |  |  |  | SPARE | [7 empty] | CAPSULE P-P | [7 empty] | PAVILION CORE TEAM_NRS | 2024-07-25 | 10-23 | 3 | 2025-05-19 |  |  | Y | [18 empty] | 0 | [18 empty] | 0 |  | 0 | [24 empty] | 0 | [6 empty] | PT PHONE |  |  |  |  | New DID, CSS 10, No VM, PT Device Pool, HOLDER
4836989 | U MI CIT | LEVEL 10 | IDF 10-334C | 10-317 | UNIV ISO PATIENT RM | 3 |  | 3C |  |  | PT PHONE |  |  |  | WIRED SPARE |  |  |  | SPARE | [7 empty] | CAPSULE P-P | [7 empty] | PAVILION CORE TEAM_NRS | 2024-07-25 | 10-24 | 3 | 2025-05-19 |  |  | Y | [18 empty] | 0 | [18 empty] | 0 |  | 0 | [24 empty] | 0 | [6 empty] | PT PHONE |  |  |  |  | New DID, CSS 10, No VM, PT Device Pool, HOLDER
4836628 | U MI CIT | LEVEL 10 | IDF 10-334C | 10-319 | UNIV PATIENT RM | 4 |  | 3C |  |  | PT PHONE |  |  |  | WIRED SPARE |  |  |  | SPARE | [7 empty] | CAPSULE P-P | [7 empty] | PAVILION CORE TEAM_NRS | 2024-07-25 | 10-25 | 3 | 2025-05-19 |  |  | Y | [18 empty] | 0 | [18 empty] | 0 |  | 0 | [24 empty] | 0 | [6 empty] | PT PHONE |  |  |  |  | New DID, CSS 10, No VM, PT Device Pool, HOLDER
4836586 | U MI CIT | LEVEL 10 | IDF 10-334C | 10-321 | UNIV PATIENT RM | 3 |  | 3C |  |  | PT PHONE |  |  |  | WIRED SPARE |  |  |  | SPARE | [7 empty] | CAPSULE P-P | [7 empty] | PAVILION CORE TEAM_NRS | 2024-07-25 | 10-26 | 3 | 2025-05-19 |  |  | Y | [18 empty] | 0 | [18 empty] | 0 |  | 0 | [24 empty] | 0 | [6 empty] | PT PHONE |  |  |  |  | New DID, CSS 10, No VM, PT Device Pool, HOLDER
4836544 | U MI CIT | LEVEL 10 | IDF 10-334C | 10-323 | UNIV PATIENT RM | 3 |  | 3C |  |  | PT PHONE |  |  |  | WIRED SPARE |  |  |  | SPARE | [7 empty] | CAPSULE P-P | [7 empty] | PAVILION CORE TEAM_NRS | 2024-07-25 | 10-27 | 3 | 2025-05-19 |  |  | Y | [18 empty] | 0 | [18 empty] | 0 |  | 0 | [24 empty] | 0 | [6 empty] | PT PHONE |  |  |  |  | New DID, CSS 10, No VM, PT Device Pool, HOLDER
6629693 | U MI CIT | LEVEL 10 | IDF 10-334C | 10-325 | UNIV PATIENT RM | 3 |  | 3C |  |  | PT PHONE |  |  |  | WIRED SPARE |  |  |  | SPARE | [7 empty] | CAPSULE P-P | [7 empty] | PAVILION CORE TEAM_NRS | 2024-07-25 | 10-28 | 3 | 2025-05-19 |  |  | Y | [18 empty] | 0 | [18 empty] | 0 |  | 0 | [24 empty] | 0 | [6 empty] | PT PHONE |  |  |  |  | New DID, CSS 10, No VM, PT Device Pool, HOLDER
6629635 | U MI CIT | LEVEL 10 | IDF 10-438C | 10-327 | UNIV PATIENT RM | 3 |  | 3C |  |  | PT PHONE |  |  |  | WIRED SPARE |  |  |  | SPARE | [7 empty] | CAPSULE P-P | [7 empty] | PAVILION CORE TEAM_NRS | 2024-07-25 | 10-29 | 3 | 2025-05-19 |  |  | Y | [18 empty] | 0 | [18 empty] | 0 |  | 0 | [24 empty] | 0 | [6 empty] | PT PHONE |  |  |  |  | New DID, CSS 10, No VM, PT Device Pool, HOLDER
6629571 | U MI CIT | LEVEL 10 | IDF 10-438C | 10-329 | UNIV PATIENT RM | 3 |  | 3C |  |  | PT PHONE |  |  |  | WIRED SPARE |  |  |  | SPARE | [7 empty] | CAPSULE P-P | [7 empty] | PAVILION CORE TEAM_NRS | 2024-07-25 | 10-30 | 3 | 2025-05-19 |  |  | Y | [18 empty] | 0 | [18 empty] | 0 |  | 0 | [24 empty] | 0 | [6 empty] | PT PHONE |  |  |  |  | New DID, CSS 10, No VM, PT Device Pool, HOLDER
4836315 | U MI CIT | LEVEL 10 | IDF 10-438C | 10-331 | UNIV PATIENT RM | 3 |  | 3C |  |  | PT PHONE |  |  |  | WIRED SPARE |  |  |  | SPARE | [7 empty] | CAPSULE P-P | [7 empty] | PAVILION CORE TEAM_NRS | 2024-07-25 | 10-31 | 3 | 2025-05-19 |  |  | Y | [18 empty] | 0 | [18 empty] | 0 |  | 0 | [24 empty] | 0 | [6 empty] | PT PHONE |  |  |  |  | New DID, CSS 10, No VM, PT Device Pool, HOLDER
6631510 | U MI CIT | LEVEL 10 | IDF 10-438C | 10-333 | UNIV ISO PATIENT RM ADA | 3 |  | 3C |  |  | PT PHONE |  |  |  | WIRED SPARE |  |  |  | SPARE | [7 empty] | CAPSULE P-P | [7 empty] | PAVILION CORE TEAM_NRS | 2024-07-25 | 10-32 | 3 | 2025-05-19 |  |  | Y | [18 empty] | 0 | [18 empty] | 0 |  | 0 | [24 empty] | 0 | [6 empty] | PT PHONE |  |  |  |  | New DID, CSS 10, No VM, PT Device Pool, HOLDER
6628847 | U MI CIT | LEVEL 10 | IDF 10-438C | 10-401 | UNIV PATIENT RM | 3 |  | 3C |  |  | PT PHONE |  |  |  | WIRED SPARE |  |  |  | SPARE | [7 empty] | CAPSULE P-P | [7 empty] | PAVILION CORE TEAM_NRS | 2024-07-25 | 10-33 | 3 | 2025-05-19 |  |  | Y | [18 empty] | 0 | [18 empty] | 0 |  | 0 | [24 empty] | 0 | [6 empty] | PT PHONE |  |  |  |  | New DID, CSS 10, No VM, PT Device Pool, HOLDER
6628914 | U MI CIT | LEVEL 10 | IDF 10-438C | 10-403 | UNIV PATIENT RM | 3 |  | 3C |  |  | PT PHONE |  |  |  | WIRED SPARE |  |  |  | SPARE | [7 empty] | CAPSULE P-P | [7 empty] | PAVILION CORE TEAM_NRS | 2024-07-25 | 10-34 | 3 | 2025-05-19 |  |  | Y | [18 empty] | 0 | [18 empty] | 0 |  | 0 | [24 empty] | 0 | [6 empty] | PT PHONE |  |  |  |  | New DID, CSS 10, No VM, PT Device Pool, HOLDER
6628935 | U MI CIT | LEVEL 10 | IDF 10-438C | 10-405 | UNIV PATIENT RM | 3 |  | 3C |  |  | PT PHONE |  |  |  | WIRED SPARE |  |  |  | SPARE | [7 empty] | CAPSULE P-P | [7 empty] | PAVILION CORE TEAM_NRS | 2024-07-25 | 10-35 | 3 | 2025-05-19 |  |  | Y | [18 empty] | 0 | [18 empty] | 0 |  | 0 | [24 empty] | 0 | [6 empty] | PT PHONE |  |  |  |  | New DID, CSS 10, No VM, PT Device Pool, HOLDER
6628956 | U MI CIT | LEVEL 10 | IDF 10-438C | 10-407 | UNIV PATIENT RM | 3 |  | 3C |  |  | PT PHONE |  |  |  | WIRED SPARE |  |  |  | SPARE | [7 empty] | CAPSULE P-P | [7 empty] | PAVILION CORE TEAM_NRS | 2024-07-25 | 10-36 | 3 | 2025-05-19 |  |  | Y | [18 empty] | 0 | [18 empty] | 0 |  | 0 | [24 empty] | 0 | [6 empty] | PT PHONE |  |  |  |  | New DID, CSS 10, No VM, PT Device Pool, HOLDER
6628979 | U MI CIT | LEVEL 10 | IDF 10-438C | 10-409 | UNIV PATIENT RM | 4 |  | 3C |  |  | PT PHONE |  |  |  | WIRED SPARE |  |  |  | SPARE | [7 empty] | CAPSULE P-P | [7 empty] | PAVILION CORE TEAM_NRS | 2024-07-25 | 10-37 | 3 | 2025-05-19 |  |  | Y | [18 empty] | 0 | [18 empty] | 0 |  | 0 | [24 empty] | 0 | [6 empty] | PT PHONE |  |  |  |  | New DID, CSS 10, No VM, PT Device Pool, HOLDER
6629000 | U MI CIT | LEVEL 10 | IDF 10-438C | 10-411 | UNIV PATIENT RM | 3 |  | 3C |  |  | PT PHONE |  |  |  | WIRED SPARE |  |  |  | SPARE | [7 empty] | CAPSULE P-P | [7 empty] | PAVILION CORE TEAM_NRS | 2024-07-25 | 10-38 | 3 | 2025-05-19 |  |  | Y | [18 empty] | 0 | [18 empty] | 0 |  | 0 | [24 empty] | 0 | [6 empty] | PT PHONE |  |  |  |  | New DID, CSS 10, No VM, PT Device Pool, HOLDER
6629021 | U MI CIT | LEVEL 10 | IDF 10-438C | 10-413 | UNIV PATIENT RM ADA | 3 |  | 3C |  |  | PT PHONE |  |  |  | WIRED SPARE |  |  |  | SPARE | [7 empty] | CAPSULE P-P | [7 empty] | PAVILION CORE TEAM_NRS | 2024-07-25 | 10-39 | 3 | 2025-05-19 |  |  | Y | [18 empty] | 0 | [18 empty] | 0 |  | 0 | [24 empty] | 0 | [6 empty] | PT PHONE |  |  |  |  | New DID, CSS 10, No VM, PT Device Pool, HOLDER
4842129 | U MI CIT | LEVEL 10 | IDF 10-438C | 10-501 | UNIV ISO PATIENT RM | 3 |  | 3C |  |  | PT PHONE |  |  |  | WIRED SPARE |  |  |  | SPARE | [7 empty] | CAPSULE P-P | [7 empty] | PAVILION CORE TEAM_NRS | 2024-07-25 | 10-40 | 3 | 2025-05-19 |  |  | Y | [18 empty] | 0 | [18 empty] | 0 |  | 0 | [24 empty] | 0 | [6 empty] | PT PHONE |  |  |  |  | New DID, CSS 10, No VM, PT Device Pool, HOLDER
4842081 | U MI CIT | LEVEL 10 | IDF 10-438C | 10-503 | UNIV PATIENT RM | 4 |  | 3C |  |  | PT PHONE |  |  |  | WIRED SPARE |  |  |  | SPARE | [7 empty] | CAPSULE P-P | [7 empty] | PAVILION CORE TEAM_NRS | 2024-07-25 | 10-41 | 3 | 2025-05-19 |  |  | Y | [18 empty] | 0 | [18 empty] | 0 |  | 0 | [24 empty] | 0 | [6 empty] | PT PHONE |  |  |  |  | New DID, CSS 10, No VM, PT Device Pool, HOLDER
4842033 | U MI CIT | LEVEL 10 | IDF 10-438C | 10-505 | UNIV PATIENT RM | 3 |  | 3C |  |  | PT PHONE |  |  |  | WIRED SPARE |  |  |  | SPARE | [7 empty] | CAPSULE P-P | [7 empty] | PAVILION CORE TEAM_NRS | 2024-07-25 | 10-42 | 3 | 2025-05-19 |  |  | Y | [18 empty] | 0 | [18 empty] | 0 |  | 0 | [24 empty] | 0 | [6 empty] | PT PHONE |  |  |  |  | New DID, CSS 10, No VM, PT Device Pool, HOLDER
4841985 | U MI CIT | LEVEL 10 | IDF 10-438C | 10-507 | UNIV PATIENT RM | 3 |  | 3C |  |  | PT PHONE |  |  |  | WIRED SPARE |  |  |  | SPARE | [7 empty] | CAPSULE P-P | [7 empty] | PAVILION CORE TEAM_NRS | 2024-07-25 | 10-43 | 3 | 2025-05-19 |  |  | Y | [18 empty] | 0 | [18 empty] | 0 |  | 0 | [24 empty] | 0 | [6 empty] | PT PHONE |  |  |  |  | New DID, CSS 10, No VM, PT Device Pool, HOLDER
4841937 | U MI CIT | LEVEL 10 | IDF 10-438C | 10-509 | UNIV PATIENT RM | 3 |  | 3C |  |  | PT PHONE |  |  |  | WIRED SPARE |  |  |  | SPARE | [7 empty] | CAPSULE P-P | [7 empty] | PAVILION CORE TEAM_NRS | 2024-07-25 | 10-44 | 3 | 2025-05-19 |  |  | Y | [18 empty] | 0 | [18 empty] | 0 |  | 0 | [24 empty] | 0 | [6 empty] | PT PHONE |  |  |  |  | New DID, CSS 10, No VM, PT Device Pool, HOLDER
4841889 | U MI CIT | LEVEL 10 | IDF 10-438C | 10-511 | UNIV PATIENT RM | 3 |  | 3C |  |  | PT PHONE |  |  |  | WIRED SPARE |  |  |  | SPARE | [7 empty] | CAPSULE P-P | [7 empty] | PAVILION CORE TEAM_NRS | 2024-07-25 | 10-45 | 3 | 2025-05-19 |  |  | Y | [18 empty] | 0 | [18 empty] | 0 |  | 0 | [24 empty] | 0 | [6 empty] | PT PHONE |  |  |  |  | New DID, CSS 10, No VM, PT Device Pool, HOLDER
4841841 | U MI CIT | LEVEL 10 | IDF 10-334C | 10-513 | UNIV PATIENT RM | 3 |  | 3C |  |  | PT PHONE |  |  |  | WIRED SPARE |  |  |  | SPARE | [7 empty] | CAPSULE P-P | [7 empty] | PAVILION CORE TEAM_NRS | 2024-07-25 | 10-46 | 3 | 2025-05-19 |  |  | Y | [18 empty] | 0 | [18 empty] | 0 |  | 0 | [24 empty] | 0 | [6 empty] | PT PHONE |  |  |  |  | New DID, CSS 10, No VM, PT Device Pool, HOLDER
4841793 | U MI CIT | LEVEL 10 | IDF 10-334C | 10-515 | UNIV PATIENT RM | 3 |  | 3C |  |  | PT PHONE |  |  |  | WIRED SPARE |  |  |  | SPARE | [7 empty] | CAPSULE P-P | [7 empty] | PAVILION CORE TEAM_NRS | 2024-07-25 | 10-47 | 3 | 2025-05-19 |  |  | Y | [18 empty] | 0 | [18 empty] | 0 |  | 0 | [24 empty] | 0 | [6 empty] | PT PHONE |  |  |  |  | New DID, CSS 10, No VM, PT Device Pool, HOLDER
4841681 | U MI CIT | LEVEL 10 | IDF 10-334C | 10-517 | UNIV PATIENT RM ADA | 3 |  | 3C |  |  | PT PHONE |  |  |  | WIRED SPARE |  |  |  | SPARE | [7 empty] | CAPSULE P-P | [7 empty] | PAVILION CORE TEAM_NRS | 2024-07-25 | 10-48 | 3 | 2025-05-19 |  |  | Y | [18 empty] | 0 | [18 empty] | 0 |  | 0 | [24 empty] | 0 | [6 empty] | PT PHONE |  |  |  |  | New DID, CSS 10, No VM, PT Device Pool, HOLDER
4857218 | U MI CIT | LEVEL 11 | IDF 11-334C | 11-101 | UNIV PATIENT RM | 4 |  | 3C |  |  | PT PHONE |  |  |  | WIRED SPARE |  |  |  | SPARE | [7 empty] | CAPSULE P-P | [7 empty] | PAVILION CORE TEAM_NRS | 2024-07-25 | 11-01 | 3 | 2025-05-19 |  |  | Y | [18 empty] | 0 | [18 empty] | 0 |  | 0 | [24 empty] | 0 | [6 empty] | PT PHONE |  |  |  |  | New DID, CSS 10, No VM, PT Device Pool, HOLDER
4857178 | U MI CIT | LEVEL 11 | IDF 11-334C | 11-103 | UNIV PATIENT RM | 3 |  | 3C |  |  | PT PHONE |  |  |  | WIRED SPARE |  |  |  | SPARE | [7 empty] | CAPSULE P-P | [7 empty] | PAVILION CORE TEAM_NRS | 2024-07-25 | 11-02 | 3 | 2025-05-19 |  |  | Y | [18 empty] | 0 | [18 empty] | 0 |  | 0 | [24 empty] | 0 | [6 empty] | PT PHONE |  |  |  |  | New DID, CSS 10, No VM, PT Device Pool, HOLDER
4857138 | U MI CIT | LEVEL 11 | IDF 11-122C | 11-105 | UNIV PATIENT RM | 3 |  | 3C |  |  | PT PHONE |  |  |  | WIRED SPARE |  |  |  | SPARE | [7 empty] | CAPSULE P-P | [7 empty] | PAVILION CORE TEAM_NRS | 2024-07-25 | 11-03 | 3 | 2025-05-19 |  |  | Y | [18 empty] | 0 | [18 empty] | 0 |  | 0 | [24 empty] | 0 | [6 empty] | PT PHONE |  |  |  |  | New DID, CSS 10, No VM, PT Device Pool, HOLDER
4857098 | U MI CIT | LEVEL 11 | IDF 11-122C | 11-107 | UNIV PATIENT RM | 3 |  | 3C |  |  | PT PHONE |  |  |  | WIRED SPARE |  |  |  | SPARE | [7 empty] | CAPSULE P-P | [7 empty] | PAVILION CORE TEAM_NRS | 2024-07-25 | 11-04 | 3 | 2025-05-19 |  |  | Y | [18 empty] | 0 | [18 empty] | 0 |  | 0 | [24 empty] | 0 | [6 empty] | PT PHONE |  |  |  |  | New DID, CSS 10, No VM, PT Device Pool, HOLDER
4857058 | U MI CIT | LEVEL 11 | IDF 11-122C | 11-109 | UNIV PATIENT RM | 3 |  | 3C |  |  | PT PHONE |  |  |  | WIRED SPARE |  |  |  | SPARE | [7 empty] | CAPSULE P-P | [7 empty] | PAVILION CORE TEAM_NRS | 2024-07-25 | 11-05 | 3 | 2025-05-19 |  |  | Y | [18 empty] | 0 | [18 empty] | 0 |  | 0 | [24 empty] | 0 | [6 empty] | PT PHONE |  |  |  |  | New DID, CSS 10, No VM, PT Device Pool, HOLDER
4857018 | U MI CIT | LEVEL 11 | IDF 11-122C | 11-111 | UNIV PATIENT RM | 3 |  | 3C |  |  | PT PHONE |  |  |  | WIRED SPARE |  |  |  | SPARE | [7 empty] | CAPSULE P-P | [7 empty] | PAVILION CORE TEAM_NRS | 2024-07-25 | 11-06 | 3 | 2025-05-19 |  |  | Y | [18 empty] | 0 | [18 empty] | 0 |  | 0 | [24 empty] | 0 | [6 empty] | PT PHONE |  |  |  |  | New DID, CSS 10, No VM, PT Device Pool, HOLDER
4856978 | U MI CIT | LEVEL 11 | IDF 11-122C | 11-113 | UNIV PATIENT RM | 3 |  | 3C |  |  | PT PHONE |  |  |  | WIRED SPARE |  |  |  | SPARE | [7 empty] | CAPSULE P-P | [7 empty] | PAVILION CORE TEAM_NRS | 2024-07-25 | 11-07 | 3 | 2025-05-19 |  |  | Y | [18 empty] | 0 | [18 empty] | 0 |  | 0 | [24 empty] | 0 | [6 empty] | PT PHONE |  |  |  |  | New DID, CSS 10, No VM, PT Device Pool, HOLDER
4856938 | U MI CIT | LEVEL 11 | IDF 11-122C | 11-115 | UNIV PATIENT RM | 3 |  | 3C |  |  | PT PHONE |  |  |  | WIRED SPARE |  |  |  | SPARE | [7 empty] | CAPSULE P-P | [7 empty] | PAVILION CORE TEAM_NRS | 2024-07-25 | 11-08 | 3 | 2025-05-19 |  |  | Y | [18 empty] | 0 | [18 empty] | 0 |  | 0 | [24 empty] | 0 | [6 empty] | PT PHONE |  |  |  |  | New DID, CSS 10, No VM, PT Device Pool, HOLDER
4856898 | U MI CIT | LEVEL 11 | IDF 11-122C | 11-117 | UNIV PATIENT RM ADA | 3 |  | 3C |  |  | PT PHONE |  |  |  | WIRED SPARE |  |  |  | SPARE | [7 empty] | CAPSULE P-P | [7 empty] | PAVILION CORE TEAM_NRS | 2024-07-25 | 11-09 | 3 | 2025-05-19 |  |  | Y | [18 empty] | 0 | [18 empty] | 0 |  | 0 | [24 empty] | 0 | [6 empty] | PT PHONE |  |  |  |  | New DID, CSS 10, No VM, PT Device Pool, HOLDER
4857458 | U MI CIT | LEVEL 11 | IDF 11-122C | 11-201 | UNIV ISO PATIENT RM | 3 |  | 3C |  |  | PT PHONE |  |  |  | WIRED SPARE |  |  |  | SPARE | [7 empty] | CAPSULE P-P | [7 empty] | PAVILION CORE TEAM_NRS | 2024-07-25 | 11-10 | 3 | 2025-05-19 |  |  | Y | [18 empty] | 0 | [18 empty] | 0 |  | 0 | [24 empty] | 0 | [6 empty] | PT PHONE |  |  |  |  | New DID, CSS 10, No VM, PT Device Pool, HOLDER
4857418 | U MI CIT | LEVEL 11 | IDF 11-122C | 11-203 | UNIV PATIENT RM | 3 |  | 3C |  |  | PT PHONE |  |  |  | WIRED SPARE |  |  |  | SPARE | [7 empty] | CAPSULE P-P | [7 empty] | PAVILION CORE TEAM_NRS | 2024-07-25 | 11-11 | 3 | 2025-05-19 |  |  | Y | [18 empty] | 0 | [18 empty] | 0 |  | 0 | [24 empty] | 0 | [6 empty] | PT PHONE |  |  |  |  | New DID, CSS 10, No VM, PT Device Pool, HOLDER
4857378 | U MI CIT | LEVEL 11 | IDF 11-122C | 11-205 | UNIV PATIENT RM | 3 |  | 3C |  |  | PT PHONE |  |  |  | WIRED SPARE |  |  |  | SPARE | [7 empty] | CAPSULE P-P | [7 empty] | PAVILION CORE TEAM_NRS | 2024-07-25 | 11-12 | 3 | 2025-05-19 |  |  | Y | [18 empty] | 0 | [18 empty] | 0 |  | 0 | [24 empty] | 0 | [6 empty] | PT PHONE |  |  |  |  | New DID, CSS 10, No VM, PT Device Pool, HOLDER
4857338 | U MI CIT | LEVEL 11 | IDF 11-122C | 11-207 | UNIV PATIENT RM | 3 |  | 3C |  |  | PT PHONE |  |  |  | WIRED SPARE |  |  |  | SPARE | [7 empty] | CAPSULE P-P | [7 empty] | PAVILION CORE TEAM_NRS | 2024-07-25 | 11-13 | 3 | 2025-05-19 |  |  | Y | [18 empty] | 0 | [18 empty] | 0 |  | 0 | [24 empty] | 0 | [6 empty] | PT PHONE |  |  |  |  | New DID, CSS 10, No VM, PT Device Pool, HOLDER
4857298 | U MI CIT | LEVEL 11 | IDF 11-122C | 11-209 | UNIV PATIENT RM | 3 |  | 3C |  |  | PT PHONE |  |  |  | WIRED SPARE |  |  |  | SPARE | [7 empty] | CAPSULE P-P | [7 empty] | PAVILION CORE TEAM_NRS | 2024-07-25 | 11-14 | 3 | 2025-05-19 |  |  | Y | [18 empty] | 0 | [18 empty] | 0 |  | 0 | [24 empty] | 0 | [6 empty] | PT PHONE |  |  |  |  | New DID, CSS 10, No VM, PT Device Pool, HOLDER
4857258 | U MI CIT | LEVEL 11 | IDF 11-122C | 11-211 | UNIV PATIENT RM ADA | 3 |  | 3C |  |  | PT PHONE |  |  |  | WIRED SPARE |  |  |  | SPARE | [7 empty] | CAPSULE P-P | [7 empty] | PAVILION CORE TEAM_NRS | 2024-07-25 | 11-15 | 3 | 2025-05-19 |  |  | Y | [18 empty] | 0 | [18 empty] | 0 |  | 0 | [24 empty] | 0 | [6 empty] | PT PHONE |  |  |  |  | New DID, CSS 10, No VM, PT Device Pool, HOLDER
4712981 | U MI CIT | LEVEL 11 | IDF 11-122C | 11-301 | UNIV PATIENT RM | 3 |  | 3C |  |  | PT PHONE |  |  |  | WIRED SPARE |  |  |  | SPARE | [7 empty] | CAPSULE P-P | [7 empty] | PAVILION CORE TEAM_NRS | 2024-07-25 | 11-16 | 3 | 2025-05-19 |  |  | Y | [18 empty] | 0 | [18 empty] | 0 |  | 0 | [24 empty] | 0 | [6 empty] | PT PHONE |  |  |  |  | New DID, CSS 10, No VM, PT Device Pool, HOLDER
4712916 | U MI CIT | LEVEL 11 | IDF 11-122C | 11-303 | UNIV PATIENT RM | 3 |  | 3C |  |  | PT PHONE |  |  |  | WIRED SPARE |  |  |  | SPARE | [7 empty] | CAPSULE P-P | [7 empty] | PAVILION CORE TEAM_NRS | 2024-07-25 | 11-17 | 3 | 2025-05-19 |  |  | Y | [18 empty] | 0 | [18 empty] | 0 |  | 0 | [24 empty] | 0 | [6 empty] | PT PHONE |  |  |  |  | New DID, CSS 10, No VM, PT Device Pool, HOLDER
4712849 | U MI CIT | LEVEL 11 | IDF 11-122C | 11-305 | UNIV PATIENT RM | 3 |  | 3C |  |  | PT PHONE |  |  |  | WIRED SPARE |  |  |  | SPARE | [7 empty] | CAPSULE P-P | [7 empty] | PAVILION CORE TEAM_NRS | 2024-07-25 | 11-18 | 3 | 2025-05-19 |  |  | Y | [18 empty] | 0 | [18 empty] | 0 |  | 0 | [24 empty] | 0 | [6 empty] | PT PHONE |  |  |  |  | New DID, CSS 10, No VM, PT Device Pool, HOLDER
4712782 | U MI CIT | LEVEL 11 | IDF 11-122C | 11-307 | UNIV PATIENT RM | 3 |  | 3C |  |  | PT PHONE |  |  |  | WIRED SPARE |  |  |  | SPARE | [7 empty] | CAPSULE P-P | [7 empty] | PAVILION CORE TEAM_NRS | 2024-07-25 | 11-19 | 3 | 2025-05-19 |  |  | Y | [18 empty] | 0 | [18 empty] | 0 |  | 0 | [24 empty] | 0 | [6 empty] | PT PHONE |  |  |  |  | New DID, CSS 10, No VM, PT Device Pool, HOLDER
4712717 | U MI CIT | LEVEL 11 | IDF 11-122C | 11-309 | UNIV PATIENT RM | 3 |  | 3C |  |  | PT PHONE |  |  |  | WIRED SPARE |  |  |  | SPARE | [7 empty] | CAPSULE P-P | [7 empty] | PAVILION CORE TEAM_NRS | 2024-07-25 | 11-20 | 3 | 2025-05-19 |  |  | Y | [18 empty] | 0 | [18 empty] | 0 |  | 0 | [24 empty] | 0 | [6 empty] | PT PHONE |  |  |  |  | New DID, CSS 10, No VM, PT Device Pool, HOLDER
4712654 | U MI CIT | LEVEL 11 | IDF 11-334C | 11-311 | UNIV PATIENT RM | 3 |  | 3C |  |  | PT PHONE |  |  |  | WIRED SPARE |  |  |  | SPARE | [7 empty] | CAPSULE P-P | [7 empty] | PAVILION CORE TEAM_NRS | 2024-07-25 | 11-21 | 3 | 2025-05-19 |  |  | Y | [18 empty] | 0 | [18 empty] | 0 |  | 0 | [24 empty] | 0 | [6 empty] | PT PHONE |  |  |  |  | New DID, CSS 10, No VM, PT Device Pool, HOLDER
4712589 | U MI CIT | LEVEL 11 | IDF 11-334C | 11-313 | UNIV PATIENT RM | 3 |  | 3C |  |  | PT PHONE |  |  |  | WIRED SPARE |  |  |  | SPARE | [7 empty] | CAPSULE P-P | [7 empty] | PAVILION CORE TEAM_NRS | 2024-07-25 | 11-22 | 3 | 2025-05-19 |  |  | Y | [18 empty] | 0 | [18 empty] | 0 |  | 0 | [24 empty] | 0 | [6 empty] | PT PHONE |  |  |  |  | New DID, CSS 10, No VM, PT Device Pool, HOLDER
4710470 | U MI CIT | LEVEL 11 | IDF 11-334C | 11-315 | UNIV PATIENT RM | 5 |  | 3C |  |  | PT PHONE |  |  |  | WIRED SPARE |  |  |  | SPARE | [7 empty] | CAPSULE P-P | [7 empty] | PAVILION CORE TEAM_NRS | 2024-07-25 | 11-23 | 3 | 2025-05-19 |  |  | Y | [18 empty] | 0 | [18 empty] | 0 |  | 0 | [24 empty] | 0 | [6 empty] | PT PHONE |  |  |  |  | New DID, CSS 10, No VM, PT Device Pool, HOLDER
4851721 | U MI CIT | LEVEL 11 | IDF 11-334C | 11-317 | UNIV ISO PATIENT RM | 3 |  | 3C |  |  | PT PHONE |  |  |  | WIRED SPARE |  |  |  | SPARE | [7 empty] | CAPSULE P-P | [7 empty] | PAVILION CORE TEAM_NRS | 2024-07-25 | 11-24 | 3 | 2025-05-19 |  |  | Y | [18 empty] | 0 | [18 empty] | 0 |  | 0 | [24 empty] | 0 | [6 empty] | PT PHONE |  |  |  |  | New DID, CSS 10, No VM, PT Device Pool, HOLDER
4851651 | U MI CIT | LEVEL 11 | IDF 11-334C | 11-319 | UNIV PATIENT RM | 3 |  | 3C |  |  | PT PHONE |  |  |  | WIRED SPARE |  |  |  | SPARE | [7 empty] | CAPSULE P-P | [7 empty] | PAVILION CORE TEAM_NRS | 2024-07-25 | 11-25 | 3 | 2025-05-19 |  |  | Y | [18 empty] | 0 | [18 empty] | 0 |  | 0 | [24 empty] | 0 | [6 empty] | PT PHONE |  |  |  |  | New DID, CSS 10, No VM, PT Device Pool, HOLDER
4851609 | U MI CIT | LEVEL 11 | IDF 11-334C | 11-321 | UNIV PATIENT RM | 3 |  | 3C |  |  | PT PHONE |  |  |  | WIRED SPARE |  |  |  | SPARE | [7 empty] | CAPSULE P-P | [7 empty] | PAVILION CORE TEAM_NRS | 2024-07-25 | 11-26 | 3 | 2025-05-19 |  |  | Y | [18 empty] | 0 | [18 empty] | 0 |  | 0 | [24 empty] | 0 | [6 empty] | PT PHONE |  |  |  |  | New DID, CSS 10, No VM, PT Device Pool, HOLDER
4851567 | U MI CIT | LEVEL 11 | IDF 11-334C | 11-323 | UNIV PATIENT RM | 3 |  | 3C |  |  | PT PHONE |  |  |  | WIRED SPARE |  |  |  | SPARE | [7 empty] | CAPSULE P-P | [7 empty] | PAVILION CORE TEAM_NRS | 2024-07-25 | 11-27 | 3 | 2025-05-19 |  |  | Y | [18 empty] | 0 | [18 empty] | 0 |  | 0 | [24 empty] | 0 | [6 empty] | PT PHONE |  |  |  |  | New DID, CSS 10, No VM, PT Device Pool, HOLDER
6635510 | U MI CIT | LEVEL 11 | IDF 11-334C | 11-325 | UNIV PATIENT RM | 3 |  | 3C |  |  | PT PHONE |  |  |  | WIRED SPARE |  |  |  | SPARE | [7 empty] | CAPSULE P-P | [7 empty] | PAVILION CORE TEAM_NRS | 2024-07-25 | 11-28 | 3 | 2025-05-19 |  |  | Y | [18 empty] | 0 | [18 empty] | 0 |  | 0 | [24 empty] | 0 | [6 empty] | PT PHONE |  |  |  |  | New DID, CSS 10, No VM, PT Device Pool, HOLDER
6635339 | U MI CIT | LEVEL 11 | IDF 11-438C | 11-327 | UNIV PATIENT RM | 3 |  | 3C |  |  | PT PHONE |  |  |  | WIRED SPARE |  |  |  | SPARE | [7 empty] | CAPSULE P-P | [7 empty] | PAVILION CORE TEAM_NRS | 2024-07-25 | 11-29 | 3 | 2025-05-19 |  |  | Y | [18 empty] | 0 | [18 empty] | 0 |  | 0 | [24 empty] | 0 | [6 empty] | PT PHONE |  |  |  |  | New DID, CSS 10, No VM, PT Device Pool, HOLDER
6635405 | U MI CIT | LEVEL 11 | IDF 11-438C | 11-329 | UNIV PATIENT RM | 3 |  | 3C |  |  | PT PHONE |  |  |  | WIRED SPARE |  |  |  | SPARE | [7 empty] | CAPSULE P-P | [7 empty] | PAVILION CORE TEAM_NRS | 2024-07-25 | 11-30 | 3 | 2025-05-19 |  |  | Y | [18 empty] | 0 | [18 empty] | 0 |  | 0 | [24 empty] | 0 | [6 empty] | PT PHONE |  |  |  |  | New DID, CSS 10, No VM, PT Device Pool, HOLDER
4851390 | U MI CIT | LEVEL 11 | IDF 11-438C | 11-331 | UNIV PATIENT RM | 3 |  | 3C |  |  | PT PHONE |  |  |  | WIRED SPARE |  |  |  | SPARE | [7 empty] | CAPSULE P-P | [7 empty] | PAVILION CORE TEAM_NRS | 2024-07-25 | 11-31 | 3 | 2025-05-19 |  |  | Y | [18 empty] | 0 | [18 empty] | 0 |  | 0 | [24 empty] | 0 | [6 empty] | PT PHONE |  |  |  |  | New DID, CSS 10, No VM, PT Device Pool, HOLDER
6635111 | U MI CIT | LEVEL 11 | IDF 11-438C | 11-333 | UNIV ISO PATIENT RM ADA | 3 |  | 3C |  |  | PT PHONE |  |  |  | WIRED SPARE |  |  |  | SPARE | [7 empty] | CAPSULE P-P | [7 empty] | PAVILION CORE TEAM_NRS | 2024-07-25 | 11-32 | 3 | 2025-05-19 |  |  | Y | [18 empty] | 0 | [18 empty] | 0 |  | 0 | [24 empty] | 0 | [6 empty] | PT PHONE |  |  |  |  | New DID, CSS 10, No VM, PT Device Pool, HOLDER
6634892 | U MI CIT | LEVEL 11 | IDF 11-438C | 11-401 | UNIV PATIENT RM | 3 |  | 3C |  |  | PT PHONE |  |  |  | WIRED SPARE |  |  |  | SPARE | [7 empty] | CAPSULE P-P | [7 empty] | PAVILION CORE TEAM_NRS | 2024-07-25 | 11-33 | 3 | 2025-05-19 |  |  | Y | [18 empty] | 0 | [18 empty] | 0 |  | 0 | [24 empty] | 0 | [6 empty] | PT PHONE |  |  |  |  | New DID, CSS 10, No VM, PT Device Pool, HOLDER
6634871 | U MI CIT | LEVEL 11 | IDF 11-438C | 11-403 | UNIV PATIENT RM | 3 |  | 3C |  |  | PT PHONE |  |  |  | WIRED SPARE |  |  |  | SPARE | [7 empty] | CAPSULE P-P | [7 empty] | PAVILION CORE TEAM_NRS | 2024-07-25 | 11-34 | 3 | 2025-05-19 |  |  | Y | [18 empty] | 0 | [18 empty] | 0 |  | 0 | [24 empty] | 0 | [6 empty] | PT PHONE |  |  |  |  | New DID, CSS 10, No VM, PT Device Pool, HOLDER
6634850 | U MI CIT | LEVEL 11 | IDF 11-438C | 11-405 | UNIV PATIENT RM | 3 |  | 3C |  |  | PT PHONE |  |  |  | WIRED SPARE |  |  |  | SPARE | [7 empty] | CAPSULE P-P | [7 empty] | PAVILION CORE TEAM_NRS | 2024-07-25 | 11-35 | 3 | 2025-05-19 |  |  | Y | [18 empty] | 0 | [18 empty] | 0 |  | 0 | [24 empty] | 0 | [6 empty] | PT PHONE |  |  |  |  | New DID, CSS 10, No VM, PT Device Pool, HOLDER
6634829 | U MI CIT | LEVEL 11 | IDF 11-438C | 11-407 | UNIV PATIENT RM | 3 |  | 3C |  |  | PT PHONE |  |  |  | WIRED SPARE |  |  |  | SPARE | [7 empty] | CAPSULE P-P | [7 empty] | PAVILION CORE TEAM_NRS | 2024-07-25 | 11-36 | 3 | 2025-05-19 |  |  | Y | [18 empty] | 0 | [18 empty] | 0 |  | 0 | [24 empty] | 0 | [6 empty] | PT PHONE |  |  |  |  | New DID, CSS 10, No VM, PT Device Pool, HOLDER
6634808 | U MI CIT | LEVEL 11 | IDF 11-438C | 11-409 | UNIV PATIENT RM | 4 |  | 3C |  |  | PT PHONE |  |  |  | WIRED SPARE |  |  |  | SPARE | [7 empty] | CAPSULE P-P | [7 empty] | PAVILION CORE TEAM_NRS | 2024-07-25 | 11-37 | 3 | 2025-05-19 |  |  | Y | [18 empty] | 0 | [18 empty] | 0 |  | 0 | [24 empty] | 0 | [6 empty] | PT PHONE |  |  |  |  | New DID, CSS 10, No VM, PT Device Pool, HOLDER
6634787 | U MI CIT | LEVEL 11 | IDF 11-438C | 11-411 | UNIV PATIENT RM | 3 |  | 3C |  |  | PT PHONE |  |  |  | WIRED SPARE |  |  |  | SPARE | [7 empty] | CAPSULE P-P | [7 empty] | PAVILION CORE TEAM_NRS | 2024-07-25 | 11-38 | 3 | 2025-05-19 |  |  | Y | [18 empty] | 0 | [18 empty] | 0 |  | 0 | [24 empty] | 0 | [6 empty] | PT PHONE |  |  |  |  | New DID, CSS 10, No VM, PT Device Pool, HOLDER
6634724 | U MI CIT | LEVEL 11 | IDF 11-438C | 11-413 | UNIV PATIENT RM ADA | 3 |  | 3C |  |  | PT PHONE |  |  |  | WIRED SPARE |  |  |  | SPARE | [7 empty] | CAPSULE P-P | [7 empty] | PAVILION CORE TEAM_NRS | 2024-07-25 | 11-39 | 3 | 2025-05-19 |  |  | Y | [18 empty] | 0 | [18 empty] | 0 |  | 0 | [24 empty] | 0 | [6 empty] | PT PHONE |  |  |  |  | New DID, CSS 10, No VM, PT Device Pool, HOLDER
4852337 | U MI CIT | LEVEL 11 | IDF 11-438C | 11-501 | UNIV ISO PATIENT RM | 3 |  | 3C |  |  | PT PHONE |  |  |  | WIRED SPARE |  |  |  | SPARE | [7 empty] | CAPSULE P-P | [7 empty] | PAVILION CORE TEAM_NRS | 2024-07-25 | 11-40 | 3 | 2025-05-19 |  |  | Y | [18 empty] | 0 | [18 empty] | 0 |  | 0 | [24 empty] | 0 | [6 empty] | PT PHONE |  |  |  |  | New DID, CSS 10, No VM, PT Device Pool, HOLDER
4852289 | U MI CIT | LEVEL 11 | IDF 11-438C | 11-503 | UNIV PATIENT RM | 3 |  | 3C |  |  | PT PHONE |  |  |  | WIRED SPARE |  |  |  | SPARE | [7 empty] | CAPSULE P-P | [7 empty] | PAVILION CORE TEAM_NRS | 2024-07-25 | 11-41 | 3 | 2025-05-19 |  |  | Y | [18 empty] | 0 | [18 empty] | 0 |  | 0 | [24 empty] | 0 | [6 empty] | PT PHONE |  |  |  |  | New DID, CSS 10, No VM, PT Device Pool, HOLDER
4852241 | U MI CIT | LEVEL 11 | IDF 11-438C | 11-505 | UNIV PATIENT RM | 3 |  | 3C |  |  | PT PHONE |  |  |  | WIRED SPARE |  |  |  | SPARE | [7 empty] | CAPSULE P-P | [7 empty] | PAVILION CORE TEAM_NRS | 2024-07-25 | 11-42 | 3 | 2025-05-19 |  |  | Y | [18 empty] | 0 | [18 empty] | 0 |  | 0 | [24 empty] | 0 | [6 empty] | PT PHONE |  |  |  |  | New DID, CSS 10, No VM, PT Device Pool, HOLDER
4852193 | U MI CIT | LEVEL 11 | IDF 11-438C | 11-507 | UNIV PATIENT RM | 3 |  | 3C |  |  | PT PHONE |  |  |  | WIRED SPARE |  |  |  | SPARE | [7 empty] | CAPSULE P-P | [7 empty] | PAVILION CORE TEAM_NRS | 2024-07-25 | 11-43 | 3 | 2025-05-19 |  |  | Y | [18 empty] | 0 | [18 empty] | 0 |  | 0 | [24 empty] | 0 | [6 empty] | PT PHONE |  |  |  |  | New DID, CSS 10, No VM, PT Device Pool, HOLDER
4852145 | U MI CIT | LEVEL 11 | IDF 11-438C | 11-509 | UNIV PATIENT RM | 3 |  | 3C |  |  | PT PHONE |  |  |  | WIRED SPARE |  |  |  | SPARE | [7 empty] | CAPSULE P-P | [7 empty] | PAVILION CORE TEAM_NRS | 2024-07-25 | 11-44 | 3 | 2025-05-19 |  |  | Y | [18 empty] | 0 | [18 empty] | 0 |  | 0 | [24 empty] | 0 | [6 empty] | PT PHONE |  |  |  |  | New DID, CSS 10, No VM, PT Device Pool, HOLDER
4852097 | U MI CIT | LEVEL 11 | IDF 11-438C | 11-511 | UNIV PATIENT RM | 3 |  | 3C |  |  | PT PHONE |  |  |  | WIRED SPARE |  |  |  | SPARE | [7 empty] | CAPSULE P-P | [7 empty] | PAVILION CORE TEAM_NRS | 2024-07-25 | 11-45 | 3 | 2025-05-19 |  |  | Y | [18 empty] | 0 | [18 empty] | 0 |  | 0 | [24 empty] | 0 | [6 empty] | PT PHONE |  |  |  |  | New DID, CSS 10, No VM, PT Device Pool, HOLDER
4852049 | U MI CIT | LEVEL 11 | IDF 11-334C | 11-513 | UNIV PATIENT RM | 3 |  | 3C |  |  | PT PHONE |  |  |  | WIRED SPARE |  |  |  | SPARE | [7 empty] | CAPSULE P-P | [7 empty] | PAVILION CORE TEAM_NRS | 2024-07-25 | 11-46 | 3 | 2025-05-19 |  |  | Y | [18 empty] | 0 | [18 empty] | 0 |  | 0 | [24 empty] | 0 | [6 empty] | PT PHONE |  |  |  |  | New DID, CSS 10, No VM, PT Device Pool, HOLDER
4852001 | U MI CIT | LEVEL 11 | IDF 11-334C | 11-515 | UNIV PATIENT RM | 3 |  | 3C |  |  | PT PHONE |  |  |  | WIRED SPARE |  |  |  | SPARE | [7 empty] | CAPSULE P-P | [7 empty] | PAVILION CORE TEAM_NRS | 2024-07-25 | 11-47 | 3 | 2025-05-19 |  |  | Y | [18 empty] | 0 | [18 empty] | 0 |  | 0 | [24 empty] | 0 | [6 empty] | PT PHONE |  |  |  |  | New DID, CSS 10, No VM, PT Device Pool, HOLDER
4851905 | U MI CIT | LEVEL 11 | IDF 11-334C | 11-517 | UNIV PATIENT RM ADA | 3 |  | 3C |  |  | PT PHONE |  |  |  | WIRED SPARE |  |  |  | SPARE | [7 empty] | CAPSULE P-P | [7 empty] | PAVILION CORE TEAM_NRS | 2024-07-25 | 11-48 | 3 | 2025-05-19 |  |  | Y | [18 empty] | 0 | [18 empty] | 0 |  | 0 | [24 empty] | 0 | [6 empty] | PT PHONE |  |  |  |  | New DID, CSS 10, No VM, PT Device Pool, HOLDER
4859745 | U MI CIT | LEVEL 12 | IDF 12-334C | 12-101 | UNIV PATIENT RM | 4 |  | 3C |  |  | PT PHONE |  |  |  | WIRED SPARE |  |  |  | SPARE | [7 empty] | CAPSULE P-P | [7 empty] | PAVILION CORE TEAM_NRS | 2024-07-25 | 12-01 |  |  |  |  | Y | [18 empty] | 0 | [18 empty] | 0 |  | 0 | [24 empty] | 0 | [6 empty] | PT PHONE |  |  |  |  | New DID, CSS 10, No VM, PT Device Pool, HOLDER
4859705 | U MI CIT | LEVEL 12 | IDF 12-334C | 12-103 | UNIV PATIENT RM | 3 |  | 3C |  |  | PT PHONE |  |  |  | WIRED SPARE |  |  |  | SPARE | [7 empty] | CAPSULE P-P | [7 empty] | PAVILION CORE TEAM_NRS | 2024-07-25 | 12-02 |  |  |  |  | Y | [18 empty] | 0 | [18 empty] | 0 |  | 0 | [24 empty] | 0 | [6 empty] | PT PHONE |  |  |  |  | New DID, CSS 10, No VM, PT Device Pool, HOLDER
4859665 | U MI CIT | LEVEL 12 | IDF 12-122C | 12-105 | UNIV PATIENT RM | 3 |  | 3C |  |  | PT PHONE |  |  |  | WIRED SPARE |  |  |  | SPARE | [7 empty] | CAPSULE P-P | [7 empty] | PAVILION CORE TEAM_NRS | 2024-07-25 | 12-03 |  |  |  |  | Y | [18 empty] | 0 | [18 empty] | 0 |  | 0 | [24 empty] | 0 | [6 empty] | PT PHONE |  |  |  |  | New DID, CSS 10, No VM, PT Device Pool, HOLDER
4859625 | U MI CIT | LEVEL 12 | IDF 12-122C | 12-107 | UNIV PATIENT RM | 3 |  | 3C |  |  | PT PHONE |  |  |  | WIRED SPARE |  |  |  | SPARE | [7 empty] | CAPSULE P-P | [7 empty] | PAVILION CORE TEAM_NRS | 2024-07-25 | 12-04 |  |  |  |  | Y | [18 empty] | 0 | [18 empty] | 0 |  | 0 | [24 empty] | 0 | [6 empty] | PT PHONE |  |  |  |  | New DID, CSS 10, No VM, PT Device Pool, HOLDER
4859585 | U MI CIT | LEVEL 12 | IDF 12-122C | 12-109 | UNIV PATIENT RM | 3 |  | 3C |  |  | PT PHONE |  |  |  | WIRED SPARE |  |  |  | SPARE | [7 empty] | CAPSULE P-P | [7 empty] | PAVILION CORE TEAM_NRS | 2024-07-25 | 12-05 |  |  |  |  | Y | [18 empty] | 0 | [18 empty] | 0 |  | 0 | [24 empty] | 0 | [6 empty] | PT PHONE |  |  |  |  | New DID, CSS 10, No VM, PT Device Pool, HOLDER
4859545 | U MI CIT | LEVEL 12 | IDF 12-122C | 12-111 | UNIV PATIENT RM | 3 |  | 3C |  |  | PT PHONE |  |  |  | WIRED SPARE |  |  |  | SPARE | [7 empty] | CAPSULE P-P | [7 empty] | PAVILION CORE TEAM_NRS | 2024-07-25 | 12-06 |  |  |  |  | Y | [18 empty] | 0 | [18 empty] | 0 |  | 0 | [24 empty] | 0 | [6 empty] | PT PHONE |  |  |  |  | New DID, CSS 10, No VM, PT Device Pool, HOLDER
4859505 | U MI CIT | LEVEL 12 | IDF 12-122C | 12-113 | UNIV PATIENT RM | 3 |  | 3C |  |  | PT PHONE |  |  |  | WIRED SPARE |  |  |  | SPARE | [7 empty] | CAPSULE P-P | [7 empty] | PAVILION CORE TEAM_NRS | 2024-07-25 | 12-07 |  |  |  |  | Y | [18 empty] | 0 | [18 empty] | 0 |  | 0 | [24 empty] | 0 | [6 empty] | PT PHONE |  |  |  |  | New DID, CSS 10, No VM, PT Device Pool, HOLDER
4859465 | U MI CIT | LEVEL 12 | IDF 12-122C | 12-115 | UNIV PATIENT RM | 3 |  | 3C |  |  | PT PHONE |  |  |  | WIRED SPARE |  |  |  | SPARE | [7 empty] | CAPSULE P-P | [7 empty] | PAVILION CORE TEAM_NRS | 2024-07-25 | 12-08 |  |  |  |  | Y | [18 empty] | 0 | [18 empty] | 0 |  | 0 | [24 empty] | 0 | [6 empty] | PT PHONE |  |  |  |  | New DID, CSS 10, No VM, PT Device Pool, HOLDER
4859425 | U MI CIT | LEVEL 12 | IDF 12-122C | 12-117 | UNIV PATIENT RM ADA | 3 |  | 3C |  |  | PT PHONE |  |  |  | WIRED SPARE |  |  |  | SPARE | [7 empty] | CAPSULE P-P | [7 empty] | PAVILION CORE TEAM_NRS | 2024-07-25 | 12-09 |  |  |  |  | Y | [18 empty] | 0 | [18 empty] | 0 |  | 0 | [24 empty] | 0 | [6 empty] | PT PHONE |  |  |  |  | New DID, CSS 10, No VM, PT Device Pool, HOLDER
4859985 | U MI CIT | LEVEL 12 | IDF 12-122C | 12-201 | UNIV ISO PATIENT RM | 3 |  | 3C |  |  | PT PHONE |  |  |  | WIRED SPARE |  |  |  | SPARE | [7 empty] | CAPSULE P-P | [7 empty] | PAVILION CORE TEAM_NRS | 2024-07-25 | 12-10 |  |  |  |  | Y | [18 empty] | 0 | [18 empty] | 0 |  | 0 | [24 empty] | 0 | [6 empty] | PT PHONE |  |  |  |  | New DID, CSS 10, No VM, PT Device Pool, HOLDER
4859945 | U MI CIT | LEVEL 12 | IDF 12-122C | 12-203 | UNIV PATIENT RM | 3 |  | 3C |  |  | PT PHONE |  |  |  | WIRED SPARE |  |  |  | SPARE | [7 empty] | CAPSULE P-P | [7 empty] | PAVILION CORE TEAM_NRS | 2024-07-25 | 12-11 |  |  |  |  | Y | [18 empty] | 0 | [18 empty] | 0 |  | 0 | [24 empty] | 0 | [6 empty] | PT PHONE |  |  |  |  | New DID, CSS 10, No VM, PT Device Pool, HOLDER
4859905 | U MI CIT | LEVEL 12 | IDF 12-122C | 12-205 | UNIV PATIENT RM | 3 |  | 3C |  |  | PT PHONE |  |  |  | WIRED SPARE |  |  |  | SPARE | [7 empty] | CAPSULE P-P | [7 empty] | PAVILION CORE TEAM_NRS | 2024-07-25 | 12-12 |  |  |  |  | Y | [18 empty] | 0 | [18 empty] | 0 |  | 0 | [24 empty] | 0 | [6 empty] | PT PHONE |  |  |  |  | New DID, CSS 10, No VM, PT Device Pool, HOLDER
4859865 | U MI CIT | LEVEL 12 | IDF 12-122C | 12-207 | UNIV PATIENT RM | 3 |  | 3C |  |  | PT PHONE |  |  |  | WIRED SPARE |  |  |  | SPARE | [7 empty] | CAPSULE P-P | [7 empty] | PAVILION CORE TEAM_NRS | 2024-07-25 | 12-13 |  |  |  |  | Y | [18 empty] | 0 | [18 empty] | 0 |  | 0 | [24 empty] | 0 | [6 empty] | PT PHONE |  |  |  |  | New DID, CSS 10, No VM, PT Device Pool, HOLDER
4859825 | U MI CIT | LEVEL 12 | IDF 12-122C | 12-209 | UNIV PATIENT RM | 3 |  | 3C |  |  | PT PHONE |  |  |  | WIRED SPARE |  |  |  | SPARE | [7 empty] | CAPSULE P-P | [7 empty] | PAVILION CORE TEAM_NRS | 2024-07-25 | 12-14 |  |  |  |  | Y | [18 empty] | 0 | [18 empty] | 0 |  | 0 | [24 empty] | 0 | [6 empty] | PT PHONE |  |  |  |  | New DID, CSS 10, No VM, PT Device Pool, HOLDER
4859785 | U MI CIT | LEVEL 12 | IDF 12-122C | 12-211 | UNIV PATIENT RM ADA | 3 |  | 3C |  |  | PT PHONE |  |  |  | WIRED SPARE |  |  |  | SPARE | [7 empty] | CAPSULE P-P | [7 empty] | PAVILION CORE TEAM_NRS | 2024-07-25 | 12-15 |  |  |  |  | Y | [18 empty] | 0 | [18 empty] | 0 |  | 0 | [24 empty] | 0 |  |  |  | 8811 |  |  | PT PHONE |  |  |  |  | New DID, CSS 10, No VM, PT Device Pool, HOLDER
4711321 | U MI CIT | LEVEL 12 | IDF 12-122C | 12-301 | UNIV PATIENT RM | 3 |  | 3C |  |  | PT PHONE |  |  |  | WIRED SPARE |  |  |  | SPARE | [7 empty] | CAPSULE P-P | [7 empty] | PAVILION CORE TEAM_NRS | 2024-07-25 | 12-16 |  |  |  |  | Y | [18 empty] | 0 | [18 empty] | 0 |  | 0 | [24 empty] | 0 | [6 empty] | PT PHONE |  |  |  |  | New DID, CSS 10, No VM, PT Device Pool, HOLDER
4711256 | U MI CIT | LEVEL 12 | IDF 12-122C | 12-303 | UNIV PATIENT RM | 3 |  | 3C |  |  | PT PHONE |  |  |  | WIRED SPARE |  |  |  | SPARE | [7 empty] | CAPSULE P-P | [7 empty] | PAVILION CORE TEAM_NRS | 2024-07-25 | 12-17 |  |  |  |  | Y | [18 empty] | 0 | [18 empty] | 0 |  | 0 | [24 empty] | 0 | [6 empty] | PT PHONE |  |  |  |  | New DID, CSS 10, No VM, PT Device Pool, HOLDER
4711187 | U MI CIT | LEVEL 12 | IDF 12-122C | 12-305 | UNIV PATIENT RM | 3 |  | 3C |  |  | PT PHONE |  |  |  | WIRED SPARE |  |  |  | SPARE | [7 empty] | CAPSULE P-P | [7 empty] | PAVILION CORE TEAM_NRS | 2024-07-25 | 12-18 |  |  |  |  | Y | [18 empty] | 0 | [18 empty] | 0 |  | 0 | [24 empty] | 0 | [6 empty] | PT PHONE |  |  |  |  | New DID, CSS 10, No VM, PT Device Pool, HOLDER
4711124 | U MI CIT | LEVEL 12 | IDF 12-122C | 12-307 | UNIV PATIENT RM | 3 |  | 3C |  |  | PT PHONE |  |  |  | WIRED SPARE |  |  |  | SPARE | [7 empty] | CAPSULE P-P | [7 empty] | PAVILION CORE TEAM_NRS | 2024-07-25 | 12-19 |  |  |  |  | Y | [18 empty] | 0 | [18 empty] | 0 |  | 0 | [24 empty] | 0 | [6 empty] | PT PHONE |  |  |  |  | New DID, CSS 10, No VM, PT Device Pool, HOLDER
4711053 | U MI CIT | LEVEL 12 | IDF 12-122C | 12-309 | UNIV PATIENT RM | 3 |  | 3C |  |  | PT PHONE |  |  |  | WIRED SPARE |  |  |  | SPARE | [7 empty] | CAPSULE P-P | [7 empty] | PAVILION CORE TEAM_NRS | 2024-07-25 | 12-20 |  |  |  |  | Y | [18 empty] | 0 | [18 empty] | 0 |  | 0 | [24 empty] | 0 | [6 empty] | PT PHONE |  |  |  |  | New DID, CSS 10, No VM, PT Device Pool, HOLDER
4710988 | U MI CIT | LEVEL 12 | IDF 12-334C | 12-311 | UNIV PATIENT RM | 3 |  | 3C |  |  | PT PHONE |  |  |  | WIRED SPARE |  |  |  | SPARE | [7 empty] | CAPSULE P-P | [7 empty] | PAVILION CORE TEAM_NRS | 2024-07-25 | 12-21 |  |  |  |  | Y | [18 empty] | 0 | [18 empty] | 0 |  | 0 | [24 empty] | 0 | [6 empty] | PT PHONE |  |  |  |  | New DID, CSS 10, No VM, PT Device Pool, HOLDER
4710921 | U MI CIT | LEVEL 12 | IDF 12-334C | 12-313 | UNIV PATIENT RM | 3 |  | 3C |  |  | PT PHONE |  |  |  | WIRED SPARE |  |  |  | SPARE | [7 empty] | CAPSULE P-P | [7 empty] | PAVILION CORE TEAM_NRS | 2024-07-25 | 12-22 |  |  |  |  | Y | [18 empty] | 0 | [18 empty] | 0 |  | 0 | [24 empty] | 0 | [6 empty] | PT PHONE |  |  |  |  | New DID, CSS 10, No VM, PT Device Pool, HOLDER
4710527 | U MI CIT | LEVEL 12 | IDF 12-334C | 12-315 | UNIV PATIENT RM | 3 |  | 3C |  |  | PT PHONE |  |  |  | WIRED SPARE |  |  |  | SPARE | [7 empty] | CAPSULE P-P | [7 empty] | PAVILION CORE TEAM_NRS | 2024-07-25 | 12-23 |  |  |  |  | Y | [18 empty] | 0 | [18 empty] | 0 |  | 0 | [24 empty] | 0 | [6 empty] | PT PHONE |  |  |  |  | New DID, CSS 10, No VM, PT Device Pool, HOLDER
4853372 | U MI CIT | LEVEL 12 | IDF 12-334C | 12-317 | UNIV ISO PATIENT RM | 3 |  | 3C |  |  | PT PHONE |  |  |  | WIRED SPARE |  |  |  | SPARE | [7 empty] | CAPSULE P-P | [7 empty] | PAVILION CORE TEAM_NRS | 2024-07-25 | 12-24 |  |  |  |  | Y | [18 empty] | 0 | [18 empty] | 0 |  | 0 | [24 empty] | 0 | [6 empty] | PT PHONE |  |  |  |  | New DID, CSS 10, No VM, PT Device Pool, HOLDER
4853302 | U MI CIT | LEVEL 12 | IDF 12-334C | 12-319 | UNIV PATIENT RM | 3 |  | 3C |  |  | PT PHONE |  |  |  | WIRED SPARE |  |  |  | SPARE | [7 empty] | CAPSULE P-P | [7 empty] | PAVILION CORE TEAM_NRS | 2024-07-25 | 12-25 |  |  |  |  | Y | [18 empty] | 0 | [18 empty] | 0 |  | 0 | [24 empty] | 0 | [6 empty] | PT PHONE |  |  |  |  | New DID, CSS 10, No VM, PT Device Pool, HOLDER
4853260 | U MI CIT | LEVEL 12 | IDF 12-334C | 12-321 | UNIV PATIENT RM | 3 |  | 3C |  |  | PT PHONE |  |  |  | WIRED SPARE |  |  |  | SPARE | [7 empty] | CAPSULE P-P | [7 empty] | PAVILION CORE TEAM_NRS | 2024-07-25 | 12-26 |  |  |  |  | Y | [18 empty] | 0 | [18 empty] | 0 |  | 0 | [24 empty] | 0 | [6 empty] | PT PHONE |  |  |  |  | New DID, CSS 10, No VM, PT Device Pool, HOLDER
4853218 | U MI CIT | LEVEL 12 | IDF 12-334C | 12-323 | UNIV PATIENT RM | 3 |  | 3C |  |  | PT PHONE |  |  |  | WIRED SPARE |  |  |  | SPARE | [7 empty] | CAPSULE P-P | [7 empty] | PAVILION CORE TEAM_NRS | 2024-07-25 | 12-27 |  |  |  |  | Y | [18 empty] | 0 | [18 empty] | 0 |  | 0 | [24 empty] | 0 | [6 empty] | PT PHONE |  |  |  |  | New DID, CSS 10, No VM, PT Device Pool, HOLDER
7380967 | U MI CIT | LEVEL 12 | IDF 12-334C | 12-325 | UNIV PATIENT RM | 3 |  | 3C |  |  | PT PHONE |  |  |  | WIRED SPARE |  |  |  | SPARE | [7 empty] | CAPSULE P-P | [7 empty] | PAVILION CORE TEAM_NRS | 2024-07-25 | 12-28 |  |  |  |  | Y | [18 empty] | 0 | [18 empty] | 0 |  | 0 | [24 empty] | 0 | [6 empty] | PT PHONE |  |  |  |  | New DID, CSS 10, No VM, PT Device Pool, HOLDER
7255587 | U MI CIT | LEVEL 12 | IDF 12-438C | 12-327 | UNIV PATIENT RM | 3 |  | 3C |  |  | PT PHONE |  |  |  | WIRED SPARE |  |  |  | SPARE | [7 empty] | CAPSULE P-P | [7 empty] | PAVILION CORE TEAM_NRS | 2024-07-25 | 12-29 |  |  |  |  | Y | [18 empty] | 0 | [18 empty] | 0 |  | 0 | [24 empty] | 0 | [6 empty] | PT PHONE |  |  |  |  | New DID, CSS 10, No VM, PT Device Pool, HOLDER
7255551 | U MI CIT | LEVEL 12 | IDF 12-438C | 12-329 | UNIV PATIENT RM | 3 |  | 3C |  |  | PT PHONE |  |  |  | WIRED SPARE |  |  |  | SPARE | [7 empty] | CAPSULE P-P | [7 empty] | PAVILION CORE TEAM_NRS | 2024-07-25 | 12-30 |  |  |  |  | Y | [18 empty] | 0 | [18 empty] | 0 |  | 0 | [24 empty] | 0 | [6 empty] | PT PHONE |  |  |  |  | New DID, CSS 10, No VM, PT Device Pool, HOLDER
4853041 | U MI CIT | LEVEL 12 | IDF 12-438C | 12-331 | UNIV PATIENT RM | 3 |  | 3C |  |  | PT PHONE |  |  |  | WIRED SPARE |  |  |  | SPARE | [7 empty] | CAPSULE P-P | [7 empty] | PAVILION CORE TEAM_NRS | 2024-07-25 | 12-31 |  |  |  |  | Y | [18 empty] | 0 | [18 empty] | 0 |  | 0 | [24 empty] | 0 | [6 empty] | PT PHONE |  |  |  |  | New DID, CSS 10, No VM, PT Device Pool, HOLDER
7255890 | U MI CIT | LEVEL 12 | IDF 12-438C | 12-333 | UNIV ISO PATIENT RM ADA | 3 |  | 3C |  |  | PT PHONE |  |  |  | WIRED SPARE |  |  |  | SPARE | [7 empty] | CAPSULE P-P | [7 empty] | PAVILION CORE TEAM_NRS | 2024-07-25 | 12-32 |  |  |  |  | Y | [18 empty] | 0 | [18 empty] | 0 |  | 0 | [24 empty] | 0 | [6 empty] | PT PHONE |  |  |  |  | New DID, CSS 10, No VM, PT Device Pool, HOLDER
6639508 | U MI CIT | LEVEL 12 | IDF 12-438C | 12-401 | UNIV PATIENT RM | 3 |  | 3C |  |  | PT PHONE |  |  |  | WIRED SPARE |  |  |  | SPARE | [7 empty] | CAPSULE P-P | [7 empty] | PAVILION CORE TEAM_NRS | 2024-07-25 | 12-33 |  |  |  |  | Y | [18 empty] | 0 | [18 empty] | 0 |  | 0 | [24 empty] | 0 | [6 empty] | PT PHONE |  |  |  |  | New DID, CSS 10, No VM, PT Device Pool, HOLDER
6639613 | U MI CIT | LEVEL 12 | IDF 12-438C | 12-403 | UNIV PATIENT RM | 3 |  | 3C |  |  | PT PHONE |  |  |  | WIRED SPARE |  |  |  | SPARE | [7 empty] | CAPSULE P-P | [7 empty] | PAVILION CORE TEAM_NRS | 2024-07-25 | 12-34 |  |  |  |  | Y | [18 empty] | 0 | [18 empty] | 0 |  | 0 | [24 empty] | 0 | [6 empty] | PT PHONE |  |  |  |  | New DID, CSS 10, No VM, PT Device Pool, HOLDER
6639720 | U MI CIT | LEVEL 12 | IDF 12-438C | 12-405 | UNIV PATIENT RM | 3 |  | 3C |  |  | PT PHONE |  |  |  | WIRED SPARE |  |  |  | SPARE | [7 empty] | CAPSULE P-P | [7 empty] | PAVILION CORE TEAM_NRS | 2024-07-25 | 12-35 |  |  |  |  | Y | [18 empty] | 0 | [18 empty] | 0 |  | 0 | [24 empty] | 0 | [6 empty] | PT PHONE |  |  |  |  | New DID, CSS 10, No VM, PT Device Pool, HOLDER
6639837 | U MI CIT | LEVEL 12 | IDF 12-438C | 12-407 | UNIV PATIENT RM | 3 |  | 3C |  |  | PT PHONE |  |  |  | WIRED SPARE |  |  |  | SPARE | [7 empty] | CAPSULE P-P | [7 empty] | PAVILION CORE TEAM_NRS | 2024-07-25 | 12-36 |  |  |  |  | Y | [18 empty] | 0 | [18 empty] | 0 |  | 0 | [24 empty] | 0 | [6 empty] | PT PHONE |  |  |  |  | New DID, CSS 10, No VM, PT Device Pool, HOLDER
6639942 | U MI CIT | LEVEL 12 | IDF 12-438C | 12-409 | UNIV PATIENT RM | 3 |  | 3C |  |  | PT PHONE |  |  |  | WIRED SPARE |  |  |  | SPARE | [7 empty] | CAPSULE P-P | [7 empty] | PAVILION CORE TEAM_NRS | 2024-07-25 | 12-37 |  |  |  |  | Y | [18 empty] | 0 | [18 empty] | 0 |  | 0 | [24 empty] | 0 | [6 empty] | PT PHONE |  |  |  |  | New DID, CSS 10, No VM, PT Device Pool, HOLDER
6640047 | U MI CIT | LEVEL 12 | IDF 12-438C | 12-411 | UNIV PATIENT RM | 3 |  | 3C |  |  | PT PHONE |  |  |  | WIRED SPARE |  |  |  | SPARE | [7 empty] | CAPSULE P-P | [7 empty] | PAVILION CORE TEAM_NRS | 2024-07-25 | 12-38 |  |  |  |  | Y | [18 empty] | 0 | [18 empty] | 0 |  | 0 | [24 empty] | 0 | [6 empty] | PT PHONE |  |  |  |  | New DID, CSS 10, No VM, PT Device Pool, HOLDER
6640128 | U MI CIT | LEVEL 12 | IDF 12-438C | 12-413 | UNIV PATIENT RM ADA | 3 |  | 3C |  |  | PT PHONE |  |  |  | WIRED SPARE |  |  |  | SPARE | [7 empty] | CAPSULE P-P | [7 empty] | PAVILION CORE TEAM_NRS | 2024-07-25 | 12-39 |  |  |  |  | Y | [18 empty] | 0 | [18 empty] | 0 |  | 0 | [24 empty] | 0 | [6 empty] | PT PHONE |  |  |  |  | New DID, CSS 10, No VM, PT Device Pool, HOLDER
4853988 | U MI CIT | LEVEL 12 | IDF 12-438C | 12-501 | UNIV ISO PATIENT RM | 3 |  | 3C |  |  | PT PHONE |  |  |  | WIRED SPARE |  |  |  | SPARE | [7 empty] | CAPSULE P-P | [7 empty] | PAVILION CORE TEAM_NRS | 2024-07-25 | 12-40 |  |  |  |  | Y | [18 empty] | 0 | [18 empty] | 0 |  | 0 | [24 empty] | 0 | [6 empty] | PT PHONE |  |  |  |  | New DID, CSS 10, No VM, PT Device Pool, HOLDER
4853940 | U MI CIT | LEVEL 12 | IDF 12-438C | 12-503 | UNIV PATIENT RM | 4 |  | 3C |  |  | PT PHONE |  |  |  | WIRED SPARE |  |  |  | SPARE | [7 empty] | CAPSULE P-P | [7 empty] | PAVILION CORE TEAM_NRS | 2024-07-25 | 12-41 |  |  |  |  | Y | [18 empty] | 0 | [18 empty] | 0 |  | 0 | [24 empty] | 0 | [6 empty] | PT PHONE |  |  |  |  | New DID, CSS 10, No VM, PT Device Pool, HOLDER
4853892 | U MI CIT | LEVEL 12 | IDF 12-438C | 12-505 | UNIV PATIENT RM | 3 |  | 3C |  |  | PT PHONE |  |  |  | WIRED SPARE |  |  |  | SPARE | [7 empty] | CAPSULE P-P | [7 empty] | PAVILION CORE TEAM_NRS | 2024-07-25 | 12-42 |  |  |  |  | Y | [18 empty] | 0 | [18 empty] | 0 |  | 0 | [24 empty] | 0 | [6 empty] | PT PHONE |  |  |  |  | New DID, CSS 10, No VM, PT Device Pool, HOLDER
4853844 | U MI CIT | LEVEL 12 | IDF 12-438C | 12-507 | UNIV PATIENT RM | 3 |  | 3C |  |  | PT PHONE |  |  |  | WIRED SPARE |  |  |  | SPARE | [7 empty] | CAPSULE P-P | [7 empty] | PAVILION CORE TEAM_NRS | 2024-07-25 | 12-43 |  |  |  |  | Y | [18 empty] | 0 | [18 empty] | 0 |  | 0 | [24 empty] | 0 | [6 empty] | PT PHONE |  |  |  |  | New DID, CSS 10, No VM, PT Device Pool, HOLDER
4853796 | U MI CIT | LEVEL 12 | IDF 12-438C | 12-509 | UNIV PATIENT RM | 3 |  | 3C |  |  | PT PHONE |  |  |  | WIRED SPARE |  |  |  | SPARE | [7 empty] | CAPSULE P-P | [7 empty] | PAVILION CORE TEAM_NRS | 2024-07-25 | 12-44 |  |  |  |  | Y | [18 empty] | 0 | [18 empty] | 0 |  | 0 | [24 empty] | 0 | [6 empty] | PT PHONE |  |  |  |  | New DID, CSS 10, No VM, PT Device Pool, HOLDER
4853748 | U MI CIT | LEVEL 12 | IDF 12-438C | 12-511 | UNIV PATIENT RM | 3 |  | 3C |  |  | PT PHONE |  |  |  | WIRED SPARE |  |  |  | SPARE | [7 empty] | CAPSULE P-P | [7 empty] | PAVILION CORE TEAM_NRS | 2024-07-25 | 12-45 |  |  |  |  | Y | [18 empty] | 0 | [18 empty] | 0 |  | 0 | [24 empty] | 0 | [6 empty] | PT PHONE |  |  |  |  | New DID, CSS 10, No VM, PT Device Pool, HOLDER
4853700 | U MI CIT | LEVEL 12 | IDF 12-334C | 12-513 | UNIV PATIENT RM | 3 |  | 3C |  |  | PT PHONE |  |  |  | WIRED SPARE |  |  |  | SPARE | [7 empty] | CAPSULE P-P | [7 empty] | PAVILION CORE TEAM_NRS | 2024-07-25 | 12-46 |  |  |  |  | Y | [18 empty] | 0 | [18 empty] | 0 |  | 0 | [24 empty] | 0 | [6 empty] | PT PHONE |  |  |  |  | New DID, CSS 10, No VM, PT Device Pool, HOLDER
4853652 | U MI CIT | LEVEL 12 | IDF 12-334C | 12-515 | UNIV PATIENT RM | 3 |  | 3C |  |  | PT PHONE |  |  |  | WIRED SPARE |  |  |  | SPARE | [7 empty] | CAPSULE P-P | [7 empty] | PAVILION CORE TEAM_NRS | 2024-07-25 | 12-47 |  |  |  |  | Y | [18 empty] | 0 | [18 empty] | 0 |  | 0 | [24 empty] | 0 | [6 empty] | PT PHONE |  |  |  |  | New DID, CSS 10, No VM, PT Device Pool, HOLDER
4853556 | U MI CIT | LEVEL 12 | IDF 12-334C | 12-517 | UNIV PATIENT RM ADA | 3 |  | 3C |  |  | PT PHONE |  |  |  | WIRED SPARE |  |  |  | SPARE | [7 empty] | CAPSULE P-P | [7 empty] | PAVILION CORE TEAM_NRS | 2024-07-25 | 12-48 |  |  |  |  | Y | [18 empty] | 0 | [18 empty] | 0 |  | 0 | [24 empty] | 0 | [6 empty] | PT PHONE |  |  |  |  | New DID, CSS 10, No VM, PT Device Pool, HOLDER
10871336 | U MI CIT | LEVEL 5 | IDF 5-122C | 5-101 | ICU PATIENT RM | 6 |  | 1 |  |  | PT PHONE | [23 empty] | PAVILION CORE TEAM_NRS | 2024-07-25 | 5-01 |  |  |  |  | Y | [18 empty] | 0 | [18 empty] | 0 |  | 0 | [24 empty] | 0 | [6 empty] | PT PHONE |  |  |  |  | New DID, CSS 10, No VM, PT Device Pool, HOLDER
10871317 | U MI CIT | LEVEL 5 | IDF 5-122C | 5-103 | ICU PATIENT RM | 6 |  | 1 |  |  | PT PHONE | [23 empty] | PAVILION CORE TEAM_NRS | 2024-07-25 | 5-02 |  |  |  |  | Y | [18 empty] | 0 | [18 empty] | 0 |  | 0 | [24 empty] | 0 | [6 empty] | PT PHONE |  |  |  |  | New DID, CSS 10, No VM, PT Device Pool, HOLDER
10871302 | U MI CIT | LEVEL 5 | IDF 5-122C | 5-105 | ICU PATIENT RM | 6 |  | 1 |  |  | PT PHONE | [23 empty] | PAVILION CORE TEAM_NRS | 2024-07-25 | 5-03 |  |  |  |  | Y | [18 empty] | 0 | [18 empty] | 0 |  | 0 | [24 empty] | 0 | [6 empty] | PT PHONE |  |  |  |  | New DID, CSS 10, No VM, PT Device Pool, HOLDER
10871287 | U MI CIT | LEVEL 5 | IDF 5-122C | 5-107 | ICU PATIENT RM | 6 |  | 1 |  |  | PT PHONE | [23 empty] | PAVILION CORE TEAM_NRS | 2024-07-25 | 5-04 |  |  |  |  | Y | [18 empty] | 0 | [18 empty] | 0 |  | 0 | [24 empty] | 0 | [6 empty] | PT PHONE |  |  |  |  | New DID, CSS 10, No VM, PT Device Pool, HOLDER
10871272 | U MI CIT | LEVEL 5 | IDF 5-122C | 5-109 | ICU PATIENT RM | 6 |  | 1 |  |  | PT PHONE | [23 empty] | PAVILION CORE TEAM_NRS | 2024-07-25 | 5-05 |  |  |  |  | Y | [18 empty] | 0 | [18 empty] | 0 |  | 0 | [24 empty] | 0 | [6 empty] | PT PHONE |  |  |  |  | New DID, CSS 10, No VM, PT Device Pool, HOLDER
10871257 | U MI CIT | LEVEL 5 | IDF 5-122C | 5-111 | ICU PATIENT RM | 6 |  | 1 |  |  | PT PHONE | [23 empty] | PAVILION CORE TEAM_NRS | 2024-07-25 | 5-06 |  |  |  |  | Y | [18 empty] | 0 | [18 empty] | 0 |  | 0 | [24 empty] | 0 | [6 empty] | PT PHONE |  |  |  |  | New DID, CSS 10, No VM, PT Device Pool, HOLDER
10871242 | U MI CIT | LEVEL 5 | IDF 5-122C | 5-113 | ICU PATIENT RM | 6 |  | 1 |  |  | PT PHONE | [23 empty] | PAVILION CORE TEAM_NRS | 2024-07-25 | 5-07 |  |  |  |  | Y | [18 empty] | 0 | [18 empty] | 0 |  | 0 | [24 empty] | 0 | [6 empty] | PT PHONE |  |  |  |  | New DID, CSS 10, No VM, PT Device Pool, HOLDER
10871089 | U MI CIT | LEVEL 5 | IDF 5-122C | 5-115 | ICU PATIENT RM | 6 |  | 1 |  |  | PT PHONE | [23 empty] | PAVILION CORE TEAM_NRS | 2024-07-25 | 5-08 |  |  |  |  | Y | [18 empty] | 0 | [18 empty] | 0 |  | 0 | [24 empty] | 0 | [6 empty] | PT PHONE |  |  |  |  | New DID, CSS 10, No VM, PT Device Pool, HOLDER
4520279 | U MI CIT | LEVEL 5 | IDF 5-122C | 5-201 | ICU PATIENT RM | 7 |  | 1 |  |  | PT PHONE | [23 empty] | PAVILION CORE TEAM_NRS | 2024-07-25 | 5-09 |  |  |  |  | Y | [18 empty] | 0 | [18 empty] | 0 |  | 0 | [24 empty] | 0 | [6 empty] | PT PHONE |  |  |  |  | New DID, CSS 10, No VM, PT Device Pool, HOLDER
4520195 | U MI CIT | LEVEL 5 | IDF 5-122C | 5-203 | ICU PATIENT RM | 7 |  | 1 |  |  | PT PHONE | [23 empty] | PAVILION CORE TEAM_NRS | 2024-07-25 | 5-10 |  |  |  |  | Y | [18 empty] | 0 | [18 empty] | 0 |  | 0 | [24 empty] | 0 | [6 empty] | PT PHONE |  |  |  |  | New DID, CSS 10, No VM, PT Device Pool, HOLDER
4520109 | U MI CIT | LEVEL 5 | IDF 5-122C | 5-205 | ICU PATIENT RM | 7 |  | 1 |  |  | PT PHONE | [23 empty] | PAVILION CORE TEAM_NRS | 2024-07-25 | 5-11 |  |  |  |  | Y | [18 empty] | 0 | [18 empty] | 0 |  | 0 | [24 empty] | 0 | [6 empty] | PT PHONE |  |  |  |  | New DID, CSS 10, No VM, PT Device Pool, HOLDER
4339369 | U MI CIT | LEVEL 5 | IDF 5-122C | 5-207 | ICU PATIENT RM | 7 |  | 1 |  |  | PT PHONE | [23 empty] | PAVILION CORE TEAM_NRS | 2024-07-25 | 5-12 |  |  |  |  | Y | [18 empty] | 0 | [18 empty] | 0 |  | 0 | [24 empty] | 0 | [6 empty] | PT PHONE |  |  |  |  | New DID, CSS 10, No VM, PT Device Pool, HOLDER
4520363 | U MI CIT | LEVEL 5 | IDF 5-122C | 5-209 | ICU PATIENT RM | 7 |  | 1 |  |  | PT PHONE | [23 empty] | PAVILION CORE TEAM_NRS | 2024-07-25 | 5-13 |  |  |  |  | Y | [18 empty] | 0 | [18 empty] | 0 |  | 0 | [24 empty] | 0 | [6 empty] | PT PHONE |  |  |  |  | New DID, CSS 10, No VM, PT Device Pool, HOLDER
4520447 | U MI CIT | LEVEL 5 | IDF 5-122C | 5-211 | ICU PATIENT RM | 7 |  | 1 |  |  | PT PHONE | [23 empty] | PAVILION CORE TEAM_NRS | 2024-07-25 | 5-14 |  |  |  |  | Y | [18 empty] | 0 | [18 empty] | 0 |  | 0 | [24 empty] | 0 | [6 empty] | PT PHONE |  |  |  |  | New DID, CSS 10, No VM, PT Device Pool, HOLDER
4520531 | U MI CIT | LEVEL 5 | IDF 5-122C | 5-213 | ICU PATIENT RM | 7 |  | 1 |  |  | PT PHONE | [23 empty] | PAVILION CORE TEAM_NRS | 2024-07-25 | 5-15 |  |  |  |  | Y | [18 empty] | 0 | [18 empty] | 0 |  | 0 | [24 empty] | 0 | [6 empty] | PT PHONE |  |  |  |  | New DID, CSS 10, No VM, PT Device Pool, HOLDER
4340916 | U MI CIT | LEVEL 5 | IDF 5-122C | 5-215 | ICU ISO PATIENT RM | 4 |  | 1 |  |  | PT PHONE | [23 empty] | PAVILION CORE TEAM_NRS | 2024-07-25 | 5-16 |  |  |  |  | Y | [18 empty] | 0 | [18 empty] | 0 |  | 0 | [24 empty] | 0 | [6 empty] | PT PHONE |  |  |  |  | New DID, CSS 10, No VM, PT Device Pool, HOLDER
4523576 | U MI CIT | LEVEL 5 | IDF 5-238C | 5-219 | ICU PATIENT RM | 5 |  | 1 |  |  | PT PHONE | [23 empty] | PAVILION CORE TEAM_NRS | 2024-07-25 | 5-17 |  |  |  |  | Y | [18 empty] | 0 | [18 empty] | 0 |  | 0 | [24 empty] | 0 | [6 empty] | PT PHONE |  |  |  |  | New DID, CSS 10, No VM, PT Device Pool, HOLDER
4524429 | U MI CIT | LEVEL 5 | IDF 5-238C | 5-221 | ICU PATIENT RM | 4 |  | 1 |  |  | PT PHONE | [23 empty] | PAVILION CORE TEAM_NRS | 2024-07-25 | 5-18 |  |  |  |  | Y | [18 empty] | 0 | [18 empty] | 0 |  | 0 | [24 empty] | 0 | [6 empty] | PT PHONE |  |  |  |  | New DID, CSS 10, No VM, PT Device Pool, HOLDER
4524449 | U MI CIT | LEVEL 5 | IDF 5-238C | 5-223 | ICU PATIENT RM | 4 |  | 1 |  |  | PT PHONE | [23 empty] | PAVILION CORE TEAM_NRS | 2024-07-25 | 5-19 |  |  |  |  | Y | [18 empty] | 0 | [18 empty] | 0 |  | 0 | [24 empty] | 0 | [6 empty] | PT PHONE |  |  |  |  | New DID, CSS 10, No VM, PT Device Pool, HOLDER
4524469 | U MI CIT | LEVEL 5 | IDF 5-238C | 5-225 | ICU PATIENT RM | 4 |  | 1 |  |  | PT PHONE | [23 empty] | PAVILION CORE TEAM_NRS | 2024-07-25 | 5-20 |  |  |  |  | Y | [18 empty] | 0 | [18 empty] | 0 |  | 0 | [24 empty] | 0 | [6 empty] | PT PHONE |  |  |  |  | New DID, CSS 10, No VM, PT Device Pool, HOLDER
4524489 | U MI CIT | LEVEL 5 | IDF 5-238C | 5-227 | ICU PATIENT RM | 4 |  | 1 |  |  | PT PHONE | [23 empty] | PAVILION CORE TEAM_NRS | 2024-07-25 | 5-21 |  |  |  |  | Y | [18 empty] | 0 | [18 empty] | 0 |  | 0 | [24 empty] | 0 | [6 empty] | PT PHONE |  |  |  |  | New DID, CSS 10, No VM, PT Device Pool, HOLDER
4524529 | U MI CIT | LEVEL 5 | IDF 5-238C | 5-229 | ICU PATIENT RM | 4 |  | 1 |  |  | PT PHONE | [23 empty] | PAVILION CORE TEAM_NRS | 2024-07-25 | 5-22 |  |  |  |  | Y | [18 empty] | 0 | [18 empty] | 0 |  | 0 | [24 empty] | 0 | [6 empty] | PT PHONE |  |  |  |  | New DID, CSS 10, No VM, PT Device Pool, HOLDER
4524595 | U MI CIT | LEVEL 5 | IDF 5-238C | 5-231 | ICU PATIENT RM | 4 |  | 1 |  |  | PT PHONE | [23 empty] | PAVILION CORE TEAM_NRS | 2024-07-25 | 5-23 |  |  |  |  | Y | [18 empty] | 0 | [18 empty] | 0 |  | 0 | [24 empty] | 0 | [6 empty] | PT PHONE |  |  |  |  | New DID, CSS 10, No VM, PT Device Pool, HOLDER
4524661 | U MI CIT | LEVEL 5 | IDF 5-238C | 5-233 | ICU ISO PATIENT RM | 4 |  | 3 |  |  | PT PHONE |  |  |  | WIRED SPARE |  |  |  | SPARE | [15 empty] | PAVILION CORE TEAM_NRS | 2024-07-25 | 5-24 |  |  |  |  | Y | [18 empty] | 0 | [18 empty] | 0 |  | 0 | [24 empty] | 0 | [6 empty] | PT PHONE |  |  |  |  | New DID, CSS 10, No VM, PT Device Pool, HOLDER
4614705 | U MI CIT | LEVEL 8 | IDF 8-334C | 8-101 | UNIV PATIENT RM | 3 |  | 3C |  |  | PT PHONE |  |  |  | WIRED SPARE |  |  |  | SPARE | [7 empty] | CAPSULE P-P |  |  |  | CAPSULE P-P |  |  |  | PAVILION CORE TEAM_NRS | 2024-07-25 | 8-01 | 2A | 2025-04-21 |  |  | Y | [18 empty] | 0 | [18 empty] | 0 |  | 0 | [24 empty] | 0 | [6 empty] | PT PHONE |  |  |  |  | New DID, CSS 10, No VM, PT Device Pool, HOLDER
4614762 | U MI CIT | LEVEL 8 | IDF 8-334C | 8-103 | UNIV PATIENT RM | 3 |  | 3C |  |  | PT PHONE |  |  |  | WIRED SPARE |  |  |  | SPARE | [7 empty] | CAPSULE P-P | [7 empty] | PAVILION CORE TEAM_NRS | 2024-07-25 | 8-02 | 2A | 2025-04-21 |  |  | Y | [18 empty] | 0 | [5 empty] | New DID, CSS 10, No VM, PT Device Pool, HOLDER | [12 empty] | 0 |  | 0 | [24 empty] | 0 | [6 empty] | PT PHONE |  |  |  |  | New DID, CSS 10, No VM, PT Device Pool, HOLDER
4614820 | U MI CIT | LEVEL 8 | IDF 8-122C | 8-105 | UNIV PATIENT RM | 3 |  | 3C |  |  | PT PHONE |  |  |  | WIRED SPARE |  |  |  | SPARE | [7 empty] | CAPSULE P-P | [7 empty] | PAVILION CORE TEAM_NRS | 2024-07-25 | 8-03 | 2A | 2025-04-21 |  |  | Y | [18 empty] | 0 | [5 empty] | New DID, CSS 10, No VM, PT Device Pool, HOLDER | [12 empty] | 0 |  | 0 | [24 empty] | 0 | [6 empty] | PT PHONE |  |  |  |  | New DID, CSS 10, No VM, PT Device Pool, HOLDER
4614877 | U MI CIT | LEVEL 8 | IDF 8-122C | 8-107 | UNIV PATIENT RM | 3 |  | 3C |  |  | PT PHONE |  |  |  | WIRED SPARE |  |  |  | SPARE | [7 empty] | CAPSULE P-P | [7 empty] | PAVILION CORE TEAM_NRS | 2024-07-25 | 8-04 | 2A | 2025-04-21 |  |  | Y | [18 empty] | 0 | [5 empty] | New DID, CSS 10, No VM, PT Device Pool, HOLDER | [12 empty] | 0 |  | 0 | [24 empty] | 0 | [6 empty] | PT PHONE |  |  |  |  | New DID, CSS 10, No VM, PT Device Pool, HOLDER
4614934 | U MI CIT | LEVEL 8 | IDF 8-122C | 8-109 | UNIV PATIENT RM | 3 |  | 3C |  |  | PT PHONE |  |  |  | WIRED SPARE |  |  |  | SPARE | [7 empty] | CAPSULE P-P | [7 empty] | PAVILION CORE TEAM_NRS | 2024-07-25 | 8-05 | 2A | 2025-04-21 |  |  | Y | [18 empty] | 0 | [5 empty] | New DID, CSS 10, No VM, PT Device Pool, HOLDER | [12 empty] | 0 |  | 0 | [24 empty] | 0 | [6 empty] | PT PHONE |  |  |  |  | New DID, CSS 10, No VM, PT Device Pool, HOLDER
4614991 | U MI CIT | LEVEL 8 | IDF 8-122C | 8-111 | UNIV PATIENT RM | 3 |  | 3C |  |  | PT PHONE |  |  |  | WIRED SPARE |  |  |  | SPARE | [7 empty] | CAPSULE P-P | [7 empty] | PAVILION CORE TEAM_NRS | 2024-07-25 | 8-06 | 2A | 2025-04-21 |  |  | Y | [18 empty] | 0 | [18 empty] | 0 |  | 0 | [24 empty] | 0 | [6 empty] | PT PHONE |  |  |  |  | New DID, CSS 10, No VM, PT Device Pool, HOLDER
4615048 | U MI CIT | LEVEL 8 | IDF 8-122C | 8-113 | UNIV PATIENT RM | 3 |  | 3C |  |  | PT PHONE |  |  |  | WIRED SPARE |  |  |  | SPARE | [7 empty] | CAPSULE P-P | [7 empty] | PAVILION CORE TEAM_NRS | 2024-07-25 | 8-07 | 2A | 2025-04-21 |  |  | Y | [18 empty] | 0 | [18 empty] | 0 |  | 0 | [24 empty] | 0 | [6 empty] | PT PHONE |  |  |  |  | New DID, CSS 10, No VM, PT Device Pool, HOLDER
4615105 | U MI CIT | LEVEL 8 | IDF 8-122C | 8-115 | UNIV PATIENT RM | 4 | 8-115-05 | 3C |  |  | PT PHONE |  |  |  | WIRED SPARE |  |  |  | SPARE | [7 empty] | CAPSULE P-P | [7 empty] | PAVILION CORE TEAM_NRS | 2024-07-25 | 8-08 | 2A | 2025-04-21 |  |  | Y | [18 empty] | 0 | [18 empty] | 0 |  | 0 | [24 empty] | 0 | [6 empty] | PT PHONE |  |  |  |  | New DID, CSS 10, No VM, PT Device Pool, HOLDER
4615162 | U MI CIT | LEVEL 8 | IDF 8-122C | 8-117 | UNIV PATIENT RM ADA | 3 |  | 3C |  |  | PT PHONE |  |  |  | WIRED SPARE |  |  |  | SPARE | [7 empty] | CAPSULE P-P | [7 empty] | PAVILION CORE TEAM_NRS | 2024-07-25 | 8-09 | 2A | 2025-04-21 |  |  | Y | [18 empty] | 0 | [18 empty] | 0 |  | 0 | [24 empty] | 0 | [6 empty] | PT PHONE |  |  |  |  | New DID, CSS 10, No VM, PT Device Pool, HOLDER
4639427 | U MI CIT | LEVEL 8 | IDF 8-122C | 8-201 | UNIV ISO PATIENT RM | 3 |  | 3C |  |  | PT PHONE |  |  |  | WIRED SPARE |  |  |  | SPARE | [7 empty] | CAPSULE P-P | [7 empty] | PAVILION CORE TEAM_NRS | 2024-07-25 | 8-10 | 2A | 2025-04-21 |  |  | Y | [18 empty] | 0 | [18 empty] | 0 |  | 0 | [24 empty] | 0 | [6 empty] | PT PHONE |  |  |  |  | New DID, CSS 10, No VM, PT Device Pool, HOLDER
4639352 | U MI CIT | LEVEL 8 | IDF 8-122C | 8-203 | UNIV PATIENT RM | 3 |  | 3C |  |  | PT PHONE |  |  |  | WIRED SPARE |  |  |  | SPARE | [7 empty] | CAPSULE P-P | [7 empty] | PAVILION CORE TEAM_NRS | 2024-07-25 | 8-11 | 2A | 2025-04-21 |  |  | Y | [18 empty] | 0 | [18 empty] | 0 |  | 0 | [24 empty] | 0 | [6 empty] | PT PHONE |  |  |  |  | New DID, CSS 10, No VM, PT Device Pool, HOLDER
4639281 | U MI CIT | LEVEL 8 | IDF 8-122C | 8-205 | UNIV PATIENT RM | 3 |  | 3C |  |  | PT PHONE |  |  |  | WIRED SPARE |  |  |  | SPARE | [7 empty] | CAPSULE P-P | [7 empty] | PAVILION CORE TEAM_NRS | 2024-07-25 | 8-12 | 2A | 2025-04-21 |  |  | Y | [18 empty] | 0 | [18 empty] | 0 |  | 0 | [24 empty] | 0 | [6 empty] | PT PHONE |  |  |  |  | New DID, CSS 10, No VM, PT Device Pool, HOLDER
4639210 | U MI CIT | LEVEL 8 | IDF 8-122C | 8-207 | UNIV PATIENT RM | 3 |  | 3C |  |  | PT PHONE |  |  |  | WIRED SPARE |  |  |  | SPARE | [7 empty] | CAPSULE P-P | [7 empty] | PAVILION CORE TEAM_NRS | 2024-07-25 | 8-13 | 2A | 2025-04-21 |  |  | Y | [18 empty] | 0 | [18 empty] | 0 |  | 0 | [24 empty] | 0 | [6 empty] | PT PHONE |  |  |  |  | New DID, CSS 10, No VM, PT Device Pool, HOLDER
4639139 | U MI CIT | LEVEL 8 | IDF 8-122C | 8-209 | UNIV PATIENT RM | 3 |  | 3C |  |  | PT PHONE |  |  |  | WIRED SPARE |  |  |  | SPARE | [7 empty] | CAPSULE P-P | [7 empty] | PAVILION CORE TEAM_NRS | 2024-07-25 | 8-14 | 2A | 2025-04-21 |  |  | Y | [18 empty] | 0 | [18 empty] | 0 |  | 0 | [24 empty] | 0 | [6 empty] | PT PHONE |  |  |  |  | New DID, CSS 10, No VM, PT Device Pool, HOLDER
4638423 | U MI CIT | LEVEL 8 | IDF 8-122C | 8-211 | UNIV PATIENT RM ADA | 3 |  | 3C |  |  | PT PHONE |  |  |  | WIRED SPARE |  |  |  | SPARE | [7 empty] | CAPSULE P-P | [7 empty] | PAVILION CORE TEAM_NRS | 2024-07-25 | 8-15 | 2A | 2025-04-21 |  |  | Y | [18 empty] | 0 | [18 empty] | 0 |  | 0 | [24 empty] | 0 | [6 empty] | PT PHONE |  |  |  |  | New DID, CSS 10, No VM, PT Device Pool, HOLDER
4616552 | U MI CIT | LEVEL 8 | IDF 8-122C | 8-301 | UNIV PATIENT RM | 3 |  | 3C |  |  | PT PHONE |  |  |  | WIRED SPARE |  |  |  | SPARE | [7 empty] | CAPSULE P-P | [7 empty] | PAVILION CORE TEAM_NRS | 2024-07-25 | 8-16 | 2A | 2025-04-21 |  |  | Y | [18 empty] | 0 | [18 empty] | 0 |  | 0 | [24 empty] | 0 | [6 empty] | PT PHONE |  |  |  |  | New DID, CSS 10, No VM, PT Device Pool, HOLDER
4616485 | U MI CIT | LEVEL 8 | IDF 8-122C | 8-303 | UNIV PATIENT RM | 3 |  | 3C |  |  | PT PHONE |  |  |  | WIRED SPARE |  |  |  | SPARE | [7 empty] | CAPSULE P-P | [7 empty] | PAVILION CORE TEAM_NRS | 2024-07-25 | 8-17 | 2A | 2025-04-21 |  |  | Y | [18 empty] | 0 | [18 empty] | 0 |  | 0 | [24 empty] | 0 | [6 empty] | PT PHONE |  |  |  |  | New DID, CSS 10, No VM, PT Device Pool, HOLDER
4616422 | U MI CIT | LEVEL 8 | IDF 8-122C | 8-305 | UNIV PATIENT RM | 3 |  | 3C |  |  | PT PHONE |  |  |  | WIRED SPARE |  |  |  | SPARE | [7 empty] | CAPSULE P-P | [7 empty] | PAVILION CORE TEAM_NRS | 2024-07-25 | 8-18 | 2A | 2025-04-21 |  |  | Y | [18 empty] | 0 | [18 empty] | 0 |  | 0 | [24 empty] | 0 | [6 empty] | PT PHONE |  |  |  |  | New DID, CSS 10, No VM, PT Device Pool, HOLDER
4616357 | U MI CIT | LEVEL 8 | IDF 8-122C | 8-307 | UNIV PATIENT RM | 3 |  | 3C |  |  | PT PHONE |  |  |  | WIRED SPARE |  |  |  | SPARE | [7 empty] | CAPSULE P-P | [7 empty] | PAVILION CORE TEAM_NRS | 2024-07-25 | 8-19 | 2A | 2025-04-21 |  |  | Y | [18 empty] | 0 | [18 empty] | 0 |  | 0 | [24 empty] | 0 | [6 empty] | PT PHONE |  |  |  |  | New DID, CSS 10, No VM, PT Device Pool, HOLDER
4616290 | U MI CIT | LEVEL 8 | IDF 8-122C | 8-309 | UNIV PATIENT RM | 3 |  | 3C |  |  | PT PHONE |  |  |  | WIRED SPARE |  |  |  | SPARE | [7 empty] | CAPSULE P-P | [7 empty] | PAVILION CORE TEAM_NRS | 2024-07-25 | 8-20 | 2A | 2025-04-21 |  |  | Y | [18 empty] | 0 | [18 empty] | 0 |  | 0 | [24 empty] | 0 | [6 empty] | PT PHONE |  |  |  |  | New DID, CSS 10, No VM, PT Device Pool, HOLDER
4616227 | U MI CIT | LEVEL 8 | IDF 8-334C | 8-311 | UNIV PATIENT RM | 3 |  | 3C |  |  | PT PHONE |  |  |  | WIRED SPARE |  |  |  | SPARE | [7 empty] | CAPSULE P-P | [7 empty] | PAVILION CORE TEAM_NRS | 2024-07-25 | 8-21 | 2A | 2025-04-21 |  |  | Y | [18 empty] | 0 | [18 empty] | 0 |  | 0 | [24 empty] | 0 | [6 empty] | PT PHONE |  |  |  |  | New DID, CSS 10, No VM, PT Device Pool, HOLDER
4616162 | U MI CIT | LEVEL 8 | IDF 8-334C | 8-313 | UNIV PATIENT RM | 3 |  | 3C |  |  | PT PHONE |  |  |  | WIRED SPARE |  |  |  | SPARE | [7 empty] | CAPSULE P-P | [7 empty] | PAVILION CORE TEAM_NRS | 2024-07-25 | 8-22 | 2A | 2025-04-21 |  |  | Y | [18 empty] | 0 | [18 empty] | 0 |  | 0 | [24 empty] | 0 | [6 empty] | PT PHONE |  |  |  |  | New DID, CSS 10, No VM, PT Device Pool, HOLDER
4615735 | U MI CIT | LEVEL 8 | IDF 8-334C | 8-315 | UNIV PATIENT RM | 3 |  | 3C |  |  | PT PHONE |  |  |  | WIRED SPARE |  |  |  | SPARE | [7 empty] | CAPSULE P-P | [7 empty] | PAVILION CORE TEAM_NRS | 2024-07-25 | 8-23 | 2A | 2025-04-21 |  |  | Y | [18 empty] | 0 | [18 empty] | 0 |  | 0 | [24 empty] | 0 | [6 empty] | PT PHONE |  |  |  |  | New DID, CSS 10, No VM, PT Device Pool, HOLDER
4615679 | U MI CIT | LEVEL 8 | IDF 8-334C | 8-317 | UNIV ISO PATIENT RM ADA | 3 |  | 3C |  |  | PT PHONE |  |  |  | WIRED SPARE |  |  |  | SPARE | [7 empty] | CAPSULE P-P | [7 empty] | PAVILION CORE TEAM_NRS | 2024-07-25 | 8-24 | 2A | 2025-04-21 |  |  | Y | [18 empty] | 0 | [18 empty] | 0 |  | 0 | [24 empty] | 0 | [6 empty] | PT PHONE |  |  |  |  | New DID, CSS 10, No VM, PT Device Pool, HOLDER
4615591 | U MI CIT | LEVEL 8 | IDF 8-334C | 8-319 | UNIV PATIENT RM | 3 |  | 3C |  |  | PT PHONE |  |  |  | WIRED SPARE |  |  |  | SPARE | [7 empty] | CAPSULE P-P | [7 empty] | PAVILION CORE TEAM_NRS | 2024-07-25 | 8-25 | 2A | 2025-04-21 |  |  | Y | [18 empty] | 0 | [18 empty] | 0 |  | 0 | [24 empty] | 0 | [6 empty] | PT PHONE |  |  |  |  | New DID, CSS 10, No VM, PT Device Pool, HOLDER
4615535 | U MI CIT | LEVEL 8 | IDF 8-334C | 8-321 | UNIV PATIENT RM | 3 |  | 3C |  |  | PT PHONE |  |  |  | WIRED SPARE |  |  |  | SPARE | [7 empty] | CAPSULE P-P | [7 empty] | PAVILION CORE TEAM_NRS | 2024-07-25 | 8-26 | 2A | 2025-04-21 |  |  | Y | [18 empty] | 0 | [18 empty] | 0 |  | 0 | [24 empty] | 0 | [6 empty] | PT PHONE |  |  |  |  | New DID, CSS 10, No VM, PT Device Pool, HOLDER
4615479 | U MI CIT | LEVEL 8 | IDF 8-334C | 8-323 | UNIV PATIENT RM | 3 |  | 3C |  |  | PT PHONE |  |  |  | WIRED SPARE |  |  |  | SPARE | [7 empty] | CAPSULE P-P | [7 empty] | PAVILION CORE TEAM_NRS | 2024-07-25 | 8-27 | 2A | 2025-04-21 |  |  | Y | [18 empty] | 0 | [18 empty] | 0 |  | 0 | [24 empty] | 0 | [6 empty] | PT PHONE |  |  |  |  | New DID, CSS 10, No VM, PT Device Pool, HOLDER
4615423 | U MI CIT | LEVEL 8 | IDF 8-334C | 8-325 | UNIV PATIENT RM | 3 |  | 3C |  |  | PT PHONE |  |  |  | WIRED SPARE |  |  |  | SPARE | [7 empty] | CAPSULE P-P | [7 empty] | PAVILION CORE TEAM_NRS | 2024-07-25 | 8-28 | 2A | 2025-04-21 |  |  | Y | [18 empty] | 0 | [18 empty] | 0 |  | 0 | [24 empty] | 0 | [6 empty] | PT PHONE |  |  |  |  | New DID, CSS 10, No VM, PT Device Pool, HOLDER
4615367 | U MI CIT | LEVEL 8 | IDF 8-438C | 8-327 | UNIV PATIENT RM | 3 |  | 3C |  |  | PT PHONE |  |  |  | WIRED SPARE |  |  |  | SPARE | [7 empty] | CAPSULE P-P | [7 empty] | PAVILION CORE TEAM_NRS | 2024-07-25 | 8-29 | 2A | 2025-04-21 |  |  | Y | [18 empty] | 0 | [18 empty] | 0 |  | 0 | [24 empty] | 0 | [6 empty] | PT PHONE |  |  |  |  | New DID, CSS 10, No VM, PT Device Pool, HOLDER
4615311 | U MI CIT | LEVEL 8 | IDF 8-438C | 8-329 | UNIV PATIENT RM | 3 |  | 3C |  |  | PT PHONE |  |  |  | WIRED SPARE |  |  |  | SPARE | [7 empty] | CAPSULE P-P | [7 empty] | PAVILION CORE TEAM_NRS | 2024-07-25 | 8-30 | 2A | 2025-04-21 |  |  | Y | [18 empty] | 0 | [18 empty] | 0 |  | 0 | [24 empty] | 0 | [6 empty] | PT PHONE |  |  |  |  | New DID, CSS 10, No VM, PT Device Pool, HOLDER
4615255 | U MI CIT | LEVEL 8 | IDF 8-438C | 8-331 | UNIV PATIENT RM | 3 |  | 3C |  |  | PT PHONE |  |  |  | WIRED SPARE |  |  |  | SPARE | [7 empty] | CAPSULE P-P | [7 empty] | PAVILION CORE TEAM_NRS | 2024-07-25 | 8-31 | 2A | 2025-04-21 |  |  | Y | [18 empty] | 0 | [18 empty] | 0 |  | 0 | [24 empty] | 0 | [6 empty] | PT PHONE |  |  |  |  | New DID, CSS 10, No VM, PT Device Pool, HOLDER
4615186 | U MI CIT | LEVEL 8 | IDF 8-438C | 8-333 | UNIV ISO PATIENT RM ADA | 3 |  | 3C |  |  | PT PHONE |  |  |  | WIRED SPARE |  |  |  | SPARE | [7 empty] | CAPSULE P-P | [7 empty] | PAVILION CORE TEAM_NRS | 2024-07-25 | 8-32 | 2A | 2025-04-21 |  |  | Y | [18 empty] | 0 | [18 empty] | 0 |  | 0 | [24 empty] | 0 | [6 empty] | PT PHONE |  |  |  |  | New DID, CSS 10, No VM, PT Device Pool, HOLDER
4614202 | U MI CIT | LEVEL 8 | IDF 8-438C | 8-401 | UNIV PATIENT RM | 3 |  | 3C |  |  | PT PHONE |  |  |  | WIRED SPARE |  |  |  | SPARE | [7 empty] | CAPSULE P-P | [7 empty] | PAVILION CORE TEAM_NRS | 2024-07-25 | 8-33 | 2A | 2025-04-21 |  |  | Y | [18 empty] | 0 | [18 empty] | 0 |  | 0 | [24 empty] | 0 | [6 empty] | PT PHONE |  |  |  |  | New DID, CSS 10, No VM, PT Device Pool, HOLDER
4614146 | U MI CIT | LEVEL 8 | IDF 8-438C | 8-403 | UNIV PATIENT RM | 3 |  | 3C |  |  | PT PHONE |  |  |  | WIRED SPARE |  |  |  | SPARE | [7 empty] | CAPSULE P-P | [7 empty] | PAVILION CORE TEAM_NRS | 2024-07-25 | 8-34 | 2A | 2025-04-21 |  |  | Y | [18 empty] | 0 | [18 empty] | 0 |  | 0 | [24 empty] | 0 | [6 empty] | PT PHONE |  |  |  |  | New DID, CSS 10, No VM, PT Device Pool, HOLDER
4614083 | U MI CIT | LEVEL 8 | IDF 8-438C | 8-405 | UNIV PATIENT RM | 3 |  | 3C |  |  | PT PHONE |  |  |  | WIRED SPARE |  |  |  | SPARE | [7 empty] | CAPSULE P-P | [7 empty] | PAVILION CORE TEAM_NRS | 2024-07-25 | 8-35 | 2A | 2025-04-21 |  |  | Y | [18 empty] | 0 | [18 empty] | 0 |  | 0 | [24 empty] | 0 | [6 empty] | PT PHONE |  |  |  |  | New DID, CSS 10, No VM, PT Device Pool, HOLDER
4614020 | U MI CIT | LEVEL 8 | IDF 8-438C | 8-407 | UNIV PATIENT RM | 3 |  | 3C |  |  | PT PHONE |  |  |  | WIRED SPARE |  |  |  | SPARE | [7 empty] | CAPSULE P-P | [7 empty] | PAVILION CORE TEAM_NRS | 2024-07-25 | 8-36 | 2A | 2025-04-21 |  |  | Y | [18 empty] | 0 | [18 empty] | 0 |  | 0 | [24 empty] | 0 | [6 empty] | PT PHONE |  |  |  |  | New DID, CSS 10, No VM, PT Device Pool, HOLDER
4613957 | U MI CIT | LEVEL 8 | IDF 8-438C | 8-409 | UNIV PATIENT RM | 3 |  | 3C |  |  | PT PHONE |  |  |  | WIRED SPARE |  |  |  | SPARE | [7 empty] | CAPSULE P-P | [7 empty] | PAVILION CORE TEAM_NRS | 2024-07-25 | 8-37 | 2A | 2025-04-21 |  |  | Y | [18 empty] | 0 | [18 empty] | 0 |  | 0 | [24 empty] | 0 | [6 empty] | PT PHONE |  |  |  |  | New DID, CSS 10, No VM, PT Device Pool, HOLDER
4613894 | U MI CIT | LEVEL 8 | IDF 8-438C | 8-411 | UNIV PATIENT RM | 3 |  | 3C |  |  | PT PHONE |  |  |  | WIRED SPARE |  |  |  | SPARE | [7 empty] | CAPSULE P-P | [7 empty] | PAVILION CORE TEAM_NRS | 2024-07-25 | 8-38 | 2A | 2025-04-21 |  |  | Y | [18 empty] | 0 | [18 empty] | 0 |  | 0 | [24 empty] | 0 | [6 empty] | PT PHONE |  |  |  |  | New DID, CSS 10, No VM, PT Device Pool, HOLDER
4613849 | U MI CIT | LEVEL 8 | IDF 8-438C | 8-413 | EMU PATIENT RM | 2 |  | 3C |  |  | EMU |  |  |  | WIRED SPARE |  |  |  | SPARE | [7 empty] | CAPSULE P-P | [7 empty] | EMU-EEG Staff | 2024-07-25 | 8-39 | 2A | 2025-04-21 | [21 empty] | 0 | [18 empty] | 0 |  | 0 | [24 empty] | 0
4613833 | U MI CIT | LEVEL 8 | IDF 8-438C | 8-413 | EMU PATIENT RM | 3 |  | PM |  |  | PHYSIO MONITOR |  |  |  | PHYSIO MONITOR |  |  |  | SPARE | [7 empty] | CAPSULE P-P |  |  |  | CAPSULE |  |  |  | EMU-EEG Staff | 2024-07-25 | 8-39 | 2A | 2025-04-21 | [21 empty] | 0 | [18 empty] | 0 |  | 0 | [24 empty] | 0
7555623 | U MI CIT | LEVEL 8 | IDF 8-438C | 8-413 | EMU PATIENT RM | 4 |  | 3 |  |  | PT PHONE |  |  |  | WIRED SPARE |  |  |  | SPARE | [15 empty] | PAVILION CORE TEAM_NRS | 2024-07-25 | 8-39 | 2A | 2025-04-21 |  |  | Y | [18 empty] | 0 | [18 empty] | 0 |  | 0 | [24 empty] | 0 | [6 empty] | PT PHONE |  |  |  |  | New DID, CSS 10, No VM, PT Device Pool, HOLDER
4613865 | U MI CIT | LEVEL 8 | IDF 8-438C | 8-413 | EMU PATIENT RM | 5 |  | TV4-NC |  |  | TELEVISION |  |  |  | WIRED SPARE |  |  |  | V-NURSING |  |  |  | WIRED SPARE | [7 empty] | NURSE CALL JACK |  |  |  | EMU-EEG Staff | 2024-07-25 | 8-39 | 2A | 2025-04-21 | [21 empty] | 0 | [18 empty] | 0 |  | 0 | [24 empty] | 0
7556111 | U MI CIT | LEVEL 8 | IDF 8-438C | 8-413 | EMU PATIENT RM | 7 |  | 3 |  |  | WORKSTATION |  |  |  | WIRED SPARE |  |  |  | SPARE | [15 empty] | EMU-EEG Staff | 2024-07-25 | 8-40 | 2A | 2025-04-21 | [15 empty] | 1 | longest arm to chart and view patient, VESA mount for Dell OptiPlex All-in-One: Starting weight: 16.55 lb (7.51 kg),Weight (maximum): 20.25 lb (9.19 kg),Starting weight, without stand: 12.37 lb (5.61 kg),Weight (maximum), without stand: 13.93 lb (6.32 kg), keyboard, mouse, wireless BCMA scanner Honeywell 1952HHD, | WSNU0284 |  |  |  | 0 |  |  |  | 1 | 1 | [12 empty] | 1 | 0 |  | 0 |  | 1 | 1 | [21 empty] | 0
10888494 | U MI CIT | LEVEL 8 | IDF 8-438C | 8-413 | EMU PATIENT RM | 12 |  | EMC |  |  | EMU CAMERA |  |  |  | EMU ILLUMINATOR | [19 empty] | EMU-EEG Staff | 2024-07-25 | 8-39 | 2A | 2025-04-21 | [21 empty] | 0 | [18 empty] | 0 |  | 0 | [24 empty] | 0
10888548 | U MI CIT | LEVEL 8 | IDF 8-438C | 8-413 | EMU PATIENT RM | 13 |  | EMC |  |  | EMU CAMERA |  |  |  | EMU ILLUMINATOR | [19 empty] | EMU-EEG Staff | 2024-07-25 | 8-39 | 2A | 2025-04-21 | [21 empty] | 0 | [18 empty] | 0 |  | 0 | [24 empty] | 0
4613786 | U MI CIT | LEVEL 8 | IDF 8-438C | 8-415 | EMU PATIENT RM | 2 | 8-415- | 3C |  |  | EMU |  |  |  | WIRED SPARE |  |  |  | SPARE | [7 empty] | CAPSULE P-P | [7 empty] | EMU-EEG Staff | 2024-07-25 | 8-40 | 2A | 2025-04-21 | [21 empty] | 0 | [18 empty] | 0 |  | 0 | [24 empty] | 0
4613770 | U MI CIT | LEVEL 8 | IDF 8-438C | 8-415 | EMU PATIENT RM | 3 | 8-415-05 | PM |  |  | PHYSIO MONITOR |  |  |  | PHYSIO MONITOR |  |  |  | SPARE | [7 empty] | CAPSULE P-P |  |  |  | CAPSULE |  |  |  | EMU-EEG Staff | 2024-07-25 | 8-40 | 2A | 2025-04-21 | [21 empty] | 0 | [18 empty] | 0 |  | 0 | [24 empty] | 0
7555571 | U MI CIT | LEVEL 8 | IDF 8-438C | 8-415 | EMU PATIENT RM | 4 | 8-415-07 | 3 |  |  | PT PHONE |  |  |  | WIRED SPARE |  |  |  | SPARE | [15 empty] | PAVILION CORE TEAM_NRS | 2024-07-25 | 8-40 | 2A | 2025-04-21 |  |  | Y | [18 empty] | 0 | [18 empty] | 0 |  | 0 | [24 empty] | 0 | [6 empty] | PT PHONE |  |  |  |  | New DID, CSS 10, No VM, PT Device Pool, HOLDER
4613802 | U MI CIT | LEVEL 8 | IDF 8-438C | 8-415 | EMU PATIENT RM | 5 |  | TV4-NC |  |  | TELEVISION |  |  |  | WIRED SPARE |  |  |  | V-NURSING |  |  |  | WIRED SPARE | [7 empty] | NURSE CALL JACK |  |  |  | EMU-EEG Staff | 2024-07-25 | 8-40 | 2A | 2025-04-21 | [21 empty] | 0 | [18 empty] | 0 |  | 0 | [24 empty] | 0
7556091 | U MI CIT | LEVEL 8 | IDF 8-438C | 8-415 | EMU PATIENT RM | 7 |  | 3 |  |  | WORKSTATION |  |  |  | WIRED SPARE |  |  |  | SPARE | [15 empty] | EMU-EEG Staff | 2024-07-25 | 8-40 | 2A | 2025-04-21 | [15 empty] | 1 | longest arm to chart and view patient, VESA mount for Dell OptiPlex All-in-One: Starting weight: 16.55 lb (7.51 kg),Weight (maximum): 20.25 lb (9.19 kg),Starting weight, without stand: 12.37 lb (5.61 kg),Weight (maximum), without stand: 13.93 lb (6.32 kg), keyboard, mouse, wireless BCMA scanner Honeywell 1952HHD, | WSNU0285 |  |  |  | 0 |  |  |  | 1 | 1 | [12 empty] | 1 | 0 |  | 0 |  | 1 | 1 | [21 empty] | 0
10888597 | U MI CIT | LEVEL 8 | IDF 8-438C | 8-415 | EMU PATIENT RM | 9 |  | EMC |  |  | EMU CAMERA |  |  |  | EMU ILLUMINATOR | [19 empty] | EMU-EEG Staff | 2024-07-25 | 8-40 | 2A | 2025-04-21 | [21 empty] | 0 | [18 empty] | 0 |  | 0 | [24 empty] | 0
10888613 | U MI CIT | LEVEL 8 | IDF 8-438C | 8-415 | EMU PATIENT RM | 10 |  | EMC |  |  | EMU CAMERA |  |  |  | EMU ILLUMINATOR | [19 empty] | EMU-EEG Staff | 2024-07-25 | 8-40 | 2A | 2025-04-21 | [21 empty] | 0 | [18 empty] | 0 |  | 0 | [24 empty] | 0
4613723 | U MI CIT | LEVEL 8 | IDF 8-438C | 8-417 | EMU PATIENT RM | 2 |  | 3C |  |  | EMU |  |  |  | WIRED SPARE |  |  |  | SPARE | [7 empty] | CAPSULE P-P | [7 empty] | EMU-EEG Staff | 2024-07-25 | 8-41 | 2A | 2025-04-21 | [21 empty] | 0 | [18 empty] | 0 |  | 0 | [24 empty] | 0
4613707 | U MI CIT | LEVEL 8 | IDF 8-438C | 8-417 | EMU PATIENT RM | 3 |  | PM |  |  | PHYSIO MONITOR |  |  |  | PHYSIO MONITOR |  |  |  | SPARE | [7 empty] | CAPSULE P-P |  |  |  | CAPSULE |  |  |  | EMU-EEG Staff | 2024-07-25 | 8-41 | 2A | 2025-04-21 | [21 empty] | 0 | [18 empty] | 0 |  | 0 | [24 empty] | 0
7555556 | U MI CIT | LEVEL 8 | IDF 8-438C | 8-417 | EMU PATIENT RM | 4 |  | 3 |  |  | PT PHONE |  |  |  | WIRED SPARE |  |  |  | SPARE | [15 empty] | PAVILION CORE TEAM_NRS | 2024-07-25 | 8-41 | 2A | 2025-04-21 |  |  | Y | [18 empty] | 0 | [18 empty] | 0 |  | 0 | [24 empty] | 0 | [6 empty] | PT PHONE |  |  |  |  | New DID, CSS 10, No VM, PT Device Pool, HOLDER
4613739 | U MI CIT | LEVEL 8 | IDF 8-438C | 8-417 | EMU PATIENT RM | 5 |  | TV4-NC |  |  | TELEVISION |  |  |  | WIRED SPARE |  |  |  | V-NURSING |  |  |  | WIRED SPARE | [7 empty] | NURSE CALL JACK |  |  |  | EMU-EEG Staff | 2024-07-25 | 8-41 | 2A | 2025-04-21 | [21 empty] | 0 | [18 empty] | 0 |  | 0 | [24 empty] | 0
7556071 | U MI CIT | LEVEL 8 | IDF 8-438C | 8-417 | EMU PATIENT RM | 7 |  | 3 |  |  | WORKSTATION |  |  |  | WIRED SPARE |  |  |  | SPARE | [15 empty] | EMU-EEG Staff | 2024-07-25 | 8-41 | 2A | 2025-04-21 | [15 empty] | 1 | longest arm to chart and view patient, VESA mount for Dell OptiPlex All-in-One: Starting weight: 16.55 lb (7.51 kg),Weight (maximum): 20.25 lb (9.19 kg),Starting weight, without stand: 12.37 lb (5.61 kg),Weight (maximum), without stand: 13.93 lb (6.32 kg), keyboard, mouse, wireless BCMA scanner Honeywell 1952HHD, | WSNU0286 |  |  |  | 0 |  |  |  | 1 | 1 | [12 empty] | 1 | 0 |  | 0 |  | 1 | 1 | [21 empty] | 0
10888629 | U MI CIT | LEVEL 8 | IDF 8-438C | 8-417 | EMU PATIENT RM | 10 |  | EMC |  |  | EMU CAMERA |  |  |  | EMU ILLUMINATOR | [19 empty] | EMU-EEG Staff | 2024-07-25 | 8-41 | 2A | 2025-04-21 | [21 empty] | 0 | [18 empty] | 0 |  | 0 | [24 empty] | 0
10888645 | U MI CIT | LEVEL 8 | IDF 8-438C | 8-417 | EMU PATIENT RM | 11 |  | EMC |  |  | EMU CAMERA |  |  |  | EMU ILLUMINATOR | [19 empty] | EMU-EEG Staff | 2024-07-25 | 8-41 | 2A | 2025-04-21 | [21 empty] | 0 | [18 empty] | 0 |  | 0 | [24 empty] | 0
4613660 | U MI CIT | LEVEL 8 | IDF 8-438C | 8-419 | EMU PATIENT RM | 2 |  | 3C |  |  | EMU |  |  |  | WIRED SPARE |  |  |  | SPARE | [7 empty] | CAPSULE P-P | [7 empty] | EMU-EEG Staff | 2024-07-25 | 8-42 | 2A | 2025-04-21 | [21 empty] | 0 | [18 empty] | 0 |  | 0 | [24 empty] | 0
4613644 | U MI CIT | LEVEL 8 | IDF 8-438C | 8-419 | EMU PATIENT RM | 3 |  | PM |  |  | PHYSIO MONITOR |  |  |  | PHYSIO MONITOR |  |  |  | SPARE | [7 empty] | CAPSULE P-P |  |  |  | CAPSULE |  |  |  | EMU-EEG Staff | 2024-07-25 | 8-42 | 2A | 2025-04-21 | [21 empty] | 0 | [18 empty] | 0 |  | 0 | [24 empty] | 0
7555541 | U MI CIT | LEVEL 8 | IDF 8-438C | 8-419 | EMU PATIENT RM | 4 |  | 3 |  |  | PT PHONE |  |  |  | WIRED SPARE |  |  |  | SPARE | [15 empty] | PAVILION CORE TEAM_NRS | 2024-07-25 | 8-42 | 2A | 2025-04-21 |  |  | Y | [18 empty] | 0 | [18 empty] | 0 |  | 0 | [24 empty] | 0 | [6 empty] | PT PHONE |  |  |  |  | New DID, CSS 10, No VM, PT Device Pool, HOLDER
4613676 | U MI CIT | LEVEL 8 | IDF 8-438C | 8-419 | EMU PATIENT RM | 5 |  | TV4-NC |  |  | TELEVISION |  |  |  | WIRED SPARE |  |  |  | V-NURSING |  |  |  | WIRED SPARE | [7 empty] | NURSE CALL JACK |  |  |  | EMU-EEG Staff | 2024-07-25 | 8-42 | 2A | 2025-04-21 | [21 empty] | 0 | [18 empty] | 0 |  | 0 | [24 empty] | 0
7556051 | U MI CIT | LEVEL 8 | IDF 8-438C | 8-419 | EMU PATIENT RM | 7 |  | 3 |  |  | WORKSTATION |  |  |  | WIRED SPARE |  |  |  | SPARE | [15 empty] | EMU-EEG Staff | 2024-07-25 | 8-42 | 2A | 2025-04-21 | [15 empty] | 1 | longest arm to chart and view patient, VESA mount for Dell OptiPlex All-in-One: Starting weight: 16.55 lb (7.51 kg),Weight (maximum): 20.25 lb (9.19 kg),Starting weight, without stand: 12.37 lb (5.61 kg),Weight (maximum), without stand: 13.93 lb (6.32 kg), keyboard, mouse, wireless BCMA scanner Honeywell 1952HHD, | WSNU0287 |  |  |  | 0 |  |  |  | 1 | 1 | [12 empty] | 1 | 0 |  | 0 |  | 1 | 1 | [21 empty] | 0
10888661 | U MI CIT | LEVEL 8 | IDF 8-438C | 8-419 | EMU PATIENT RM | 10 |  | EMC |  |  | EMU CAMERA |  |  |  | EMU ILLUMINATOR | [19 empty] | EMU-EEG Staff | 2024-07-25 | 8-42 | 2A | 2025-04-21 | [21 empty] | 0 | [18 empty] | 0 |  | 0 | [24 empty] | 0
10888677 | U MI CIT | LEVEL 8 | IDF 8-438C | 8-419 | EMU PATIENT RM | 11 |  | EMC |  |  | EMU CAMERA |  |  |  | EMU ILLUMINATOR | [19 empty] | EMU-EEG Staff | 2024-07-25 | 8-42 | 2A | 2025-04-21 | [21 empty] | 0 | [18 empty] | 0 |  | 0 | [24 empty] | 0
4350320 | U MI CIT |  | IDF 8-438C | 8-421 | EMU PATIENT RM | 2 |  | 3C |  |  | EMU |  |  |  | WIRED SPARE |  |  |  | SPARE | [7 empty] | CAPSULE P-P | [7 empty] | EMU-EEG Staff | 2024-07-25 | 8-43 | 2A | 2025-04-07 | [21 empty] | 0 | [18 empty] | 0 |  | 0 | [24 empty] | 0
4350175 | U MI CIT | LEVEL 8 | IDF 8-438C | 8-421 | EMU PATIENT RM | 3 |  | PM |  |  | PHYSIO MONITOR |  |  |  | PHYSIO MONITOR |  |  |  | SPARE | [7 empty] | CAPSULE P-P |  |  |  | CAPSULE |  |  |  | EMU-EEG Staff | 2024-07-25 | 8-43 | 2A | 2025-04-21 | [21 empty] | 0 | [18 empty] | 0 |  | 0 | [24 empty] | 0
7555526 | U MI CIT | LEVEL 8 | IDF 8-438C | 8-421 | EMU PATIENT RM | 4 |  | 3 |  |  | PT PHONE |  |  |  | WIRED SPARE |  |  |  | SPARE | [15 empty] | PAVILION CORE TEAM_NRS | 2024-07-25 | 8-43 | 2A | 2025-04-21 |  |  | Y | [18 empty] | 0 | [18 empty] | 0 |  | 0 | [24 empty] | 0 | [6 empty] | PT PHONE |  |  |  |  | New DID, CSS 10, No VM, PT Device Pool, HOLDER
4350514 | U MI CIT | LEVEL 8 | IDF 8-438C | 8-421 | EMU PATIENT RM | 5 |  | TV4-NC |  |  | TELEVISION |  |  |  | WIRED SPARE |  |  |  | V-NURSING |  |  |  | WIRED SPARE | [7 empty] | NURSE CALL JACK |  |  |  | EMU-EEG Staff | 2024-07-25 | 8-43 | 2A | 2025-04-21 | [21 empty] | 0 | [18 empty] | 0 |  | 0 | [24 empty] | 0
4350135 | U MI CIT | LEVEL 8 | IDF 8-438C | 8-421 | EMU PATIENT RM | 7 |  | 3 |  |  | WORKSTATION |  |  |  | WIRED SPARE |  |  |  | SPARE | [15 empty] | EMU-EEG Staff | 2024-07-25 | 8-43 | 2A | 2025-04-21 | [15 empty] | 1 | longest arm to chart and view patient, VESA mount for Dell OptiPlex All-in-One: Starting weight: 16.55 lb (7.51 kg),Weight (maximum): 20.25 lb (9.19 kg),Starting weight, without stand: 12.37 lb (5.61 kg),Weight (maximum), without stand: 13.93 lb (6.32 kg), keyboard, mouse, wireless BCMA scanner Honeywell 1952HHD, | WSNU0288 |  |  |  | 0 |  |  |  | 1 | 1 | [12 empty] | 1 | 0 |  | 0 |  | 1 | 1 | [21 empty] | 0
10888693 | U MI CIT | LEVEL 8 | IDF 8-438C | 8-421 | EMU PATIENT RM | 9 |  | EMC |  |  | EMU CAMERA |  |  |  | EMU ILLUMINATOR | [19 empty] | EMU-EEG Staff | 2024-07-25 | 8-43 | 2A | 2025-04-21 | [21 empty] | 0 | [18 empty] | 0 |  | 0 | [24 empty] | 0
10888709 | U MI CIT | LEVEL 8 | IDF 8-438C | 8-421 | EMU PATIENT RM | 10 |  | EMC |  |  | EMU CAMERA |  |  |  | EMU ILLUMINATOR | [19 empty] | EMU-EEG Staff | 2024-07-25 | 8-43 | 2A | 2025-04-21 | [21 empty] | 0 | [18 empty] | 0 |  | 0 | [24 empty] | 0
4613597 | U MI CIT | LEVEL 8 | IDF 8-438C | 8-423 | EMU PATIENT RM | 2 |  | 3C |  |  | EMU |  |  |  | WIRED SPARE |  |  |  | SPARE | [7 empty] | CAPSULE P-P | [7 empty] | EMU-EEG Staff | 2024-07-25 | 8-44 | 2A | 2025-04-21 | [21 empty] | 0 | [18 empty] | 0 |  | 0 | [24 empty] | 0
4613581 | U MI CIT | LEVEL 8 | IDF 8-438C | 8-423 | EMU PATIENT RM | 3 |  | PM |  |  | PHYSIO MONITOR |  |  |  | PHYSIO MONITOR |  |  |  | SPARE | [7 empty] | CAPSULE P-P |  |  |  | CAPSULE |  |  |  | EMU-EEG Staff | 2024-07-25 | 8-44 | 2A | 2025-04-21 | [21 empty] | 0 | [18 empty] | 0 |  | 0 | [24 empty] | 0
7555450 | U MI CIT | LEVEL 8 | IDF 8-438C | 8-423 | EMU PATIENT RM | 4 |  | 3 |  |  | PT PHONE |  |  |  | WIRED SPARE |  |  |  | SPARE | [15 empty] | PAVILION CORE TEAM_NRS | 2024-07-25 | 8-44 | 2A | 2025-04-21 |  |  | Y | [18 empty] | 0 | [18 empty] | 0 |  | 0 | [24 empty] | 0 | [6 empty] | PT PHONE |  |  |  |  | New DID, CSS 10, No VM, PT Device Pool, HOLDER
4613613 | U MI CIT | LEVEL 8 | IDF 8-438C | 8-423 | EMU PATIENT RM | 5 |  | TV4-NC |  |  | TELEVISION |  |  |  | WIRED SPARE |  |  |  | V-NURSING |  |  |  | WIRED SPARE | [7 empty] | NURSE CALL JACK |  |  |  | EMU-EEG Staff | 2024-07-25 | 8-44 | 2A | 2025-04-21 | [21 empty] | 0 | [18 empty] | 0 |  | 0 | [24 empty] | 0
7555990 | U MI CIT | LEVEL 8 | IDF 8-438C | 8-423 | EMU PATIENT RM | 7 |  | 3 |  |  | WORKSTATION |  |  |  | WIRED SPARE |  |  |  | SPARE | [15 empty] | EMU-EEG Staff | 2024-07-25 | 8-44 | 2A | 2025-04-21 | [15 empty] | 1 | longest arm to chart and view patient, VESA mount for Dell OptiPlex All-in-One: Starting weight: 16.55 lb (7.51 kg),Weight (maximum): 20.25 lb (9.19 kg),Starting weight, without stand: 12.37 lb (5.61 kg),Weight (maximum), without stand: 13.93 lb (6.32 kg), keyboard, mouse, wireless BCMA scanner Honeywell 1952HHD, | WSNU0289 |  |  |  | 0 |  |  |  | 1 | 1 | [12 empty] | 1 | 0 |  | 0 |  | 1 | 1 | [21 empty] | 0
10888725 | U MI CIT | LEVEL 8 | IDF 8-438C | 8-423 | EMU PATIENT RM | 9 |  | EMC |  |  | EMU CAMERA |  |  |  | EMU ILLUMINATOR | [19 empty] | EMU-EEG Staff | 2024-07-25 | 8-44 | 2A | 2025-04-21 | [21 empty] | 0 | [18 empty] | 0 |  | 0 | [24 empty] | 0
10888741 | U MI CIT | LEVEL 8 | IDF 8-438C | 8-423 | EMU PATIENT RM | 10 |  | EMC |  |  | EMU CAMERA |  |  |  | EMU ILLUMINATOR | [19 empty] | EMU-EEG Staff | 2024-07-25 | 8-44 | 2A | 2025-04-21 | [21 empty] | 0 | [18 empty] | 0 |  | 0 | [24 empty] | 0
4614472 | U MI CIT | LEVEL 8 | IDF 8-438C | 8-501 | EMU PATIENT RM | 2 |  | 3C |  |  | EMU |  |  |  | WIRED SPARE |  |  |  | SPARE | [7 empty] | CAPSULE P-P | [7 empty] | EMU-EEG Staff | 2024-07-25 | 8-45 | 2A | 2025-04-21 | [21 empty] | 0 | [18 empty] | 0 |  | 0 | [24 empty] | 0
4614480 | U MI CIT | LEVEL 8 | IDF 8-438C | 8-501 | EMU PATIENT RM | 3 |  | PM |  |  | PHYSIO MONITOR |  |  |  | PHYSIO MONITOR |  |  |  | SPARE | [7 empty] | CAPSULE P-P |  |  |  | CAPSULE |  |  |  | EMU-EEG Staff | 2024-07-25 | 8-45 | 2A | 2025-04-21 | [21 empty] | 0 | [18 empty] | 0 |  | 0 | [24 empty] | 0
7555258 | U MI CIT | LEVEL 8 | IDF 8-438C | 8-501 | EMU PATIENT RM | 4 |  | 3 |  |  | PT PHONE |  |  |  | WIRED SPARE |  |  |  | SPARE | [15 empty] | PAVILION CORE TEAM | 2024-07-25 | 8-45 | 2A | 2025-04-21 |  |  | Y | [18 empty] | 0 | [18 empty] | 0 |  | 0 | [24 empty] | 0 | [6 empty] | PT PHONE |  |  |  |  | New DID, CSS 10, No VM, PT Device Pool, HOLDER
4614488 | U MI CIT | LEVEL 8 | IDF 8-438C | 8-501 | EMU PATIENT RM | 6 |  | TV4-NC |  |  | TELEVISION |  |  |  | WIRED SPARE |  |  |  | V-NURSING |  |  |  | WIRED SPARE | [7 empty] | NURSE CALL JACK |  |  |  | EMU-EEG Staff | 2024-07-25 | 8-45 | 2A | 2025-04-21 | [21 empty] | 0 | [18 empty] | 0 |  | 0 | [24 empty] | 0
8230365 | U MI CIT | LEVEL 8 | IDF 8-438C | 8-501 | EMU PATIENT RM | 7 |  | 3 |  |  | WORKSTATION |  |  |  | WIRED SPARE |  |  |  | SPARE | [15 empty] | EMU-EEG Staff | 2024-07-25 | 8-45 | 2A | 2025-04-21 | [15 empty] | 1 | longest arm to chart and view patient, VESA mount for Dell OptiPlex All-in-One: Starting weight: 16.55 lb (7.51 kg),Weight (maximum): 20.25 lb (9.19 kg),Starting weight, without stand: 12.37 lb (5.61 kg),Weight (maximum), without stand: 13.93 lb (6.32 kg), keyboard, mouse, wireless BCMA scanner Honeywell 1952HHD, | WSNU0290 |  |  |  | 0 |  |  |  | 1 | 1 | [12 empty] | 1 | 0 |  | 0 |  | 1 | 1 | [21 empty] | 0
10889995 | U MI CIT | LEVEL 8 | IDF 8-438C | 8-501 | EMU PATIENT RM | 10 |  | EMC |  |  | EMU CAMERA |  |  |  | EMU ILLUMINATOR | [19 empty] | EMU-EEG Staff | 2024-07-25 | 8-45 | 2A | 2025-04-21 | [21 empty] | 0 | [18 empty] | 0 |  | 0 | [24 empty] | 0
10890011 | U MI CIT | LEVEL 8 | IDF 8-438C | 8-501 | EMU PATIENT RM | 11 |  | EMC |  |  | EMU CAMERA |  |  |  | EMU ILLUMINATOR | [19 empty] | EMU-EEG Staff | 2024-07-25 | 8-45 | 2A | 2025-04-21 | [21 empty] | 0 | [18 empty] | 0 |  | 0 | [24 empty] | 0
4614529 | U MI CIT | LEVEL 8 | IDF 8-438C | 8-503 | EMU PATIENT RM | 2 |  | 3C |  |  | EMU |  |  |  | WIRED SPARE |  |  |  | SPARE | [7 empty] | CAPSULE P-P | [7 empty] | EMU-EEG Staff | 2024-07-25 | 8-46 | 2A | 2025-04-21 | [21 empty] | 0 | [18 empty] | 0 |  | 0 | [24 empty] | 0
4614537 | U MI CIT | LEVEL 8 | IDF 8-438C | 8-503 | EMU PATIENT RM | 3 |  | PM |  |  | PHYSIO MONITOR |  |  |  | PHYSIO MONITOR |  |  |  | SPARE | [7 empty] | CAPSULE P-P |  |  |  | CAPSULE |  |  |  | EMU-EEG Staff | 2024-07-25 | 8-46 | 2A | 2025-04-21 | [21 empty] | 0 | [18 empty] | 0 |  | 0 | [24 empty] | 0
7555186 | U MI CIT | LEVEL 8 | IDF 8-438C | 8-503 | EMU PATIENT RM | 4 |  | 3 |  |  | PT PHONE |  |  |  | WIRED SPARE |  |  |  | SPARE | [15 empty] | PAVILION CORE TEAM_NRS | 2024-07-25 | 8-46 | 2A | 2025-04-21 |  |  | Y | [18 empty] | 0 | [18 empty] | 0 |  | 0 | [24 empty] | 0 | [6 empty] | PT PHONE |  |  |  |  | New DID, CSS 10, No VM, PT Device Pool, HOLDER
4614545 | U MI CIT | LEVEL 8 | IDF 8-438C | 8-503 | EMU PATIENT RM | 6 |  | TV4-NC |  |  | TELEVISION |  |  |  | WIRED SPARE |  |  |  | V-NURSING |  |  |  | WIRED SPARE | [7 empty] | NURSE CALL JACK |  |  |  | EMU-EEG Staff | 2024-07-25 | 8-46 | 2A | 2025-04-21 | [21 empty] | 0 | [18 empty] | 0 |  | 0 | [24 empty] | 0
7555898 | U MI CIT | LEVEL 8 | IDF 8-438C | 8-503 | EMU PATIENT RM | 7 |  | 3 |  |  | WORKSTATION |  |  |  | WIRED SPARE |  |  |  | SPARE | [15 empty] | EMU-EEG Staff | 2024-07-25 | 8-46 | 2A | 2025-04-21 | [15 empty] | 1 | longest arm to chart and view patient, VESA mount for Dell OptiPlex All-in-One: Starting weight: 16.55 lb (7.51 kg),Weight (maximum): 20.25 lb (9.19 kg),Starting weight, without stand: 12.37 lb (5.61 kg),Weight (maximum), without stand: 13.93 lb (6.32 kg), keyboard, mouse, wireless BCMA scanner Honeywell 1952HHD, | WSNU0291 |  |  |  | 0 |  |  |  | 1 | 1 | [12 empty] | 1 | 0 |  | 0 |  | 1 | 1 | [21 empty] | 0
10890027 | U MI CIT | LEVEL 8 | IDF 8-438C | 8-503 | EMU PATIENT RM | 9 |  | EMC |  |  | EMU CAMERA |  |  |  | EMU ILLUMINATOR | [19 empty] | EMU-EEG Staff | 2024-07-25 | 8-46 | 2A | 2025-04-21 | [21 empty] | 0 | [18 empty] | 0 |  | 0 | [24 empty] | 0
10890043 | U MI CIT | LEVEL 8 | IDF 8-438C | 8-503 | EMU PATIENT RM | 10 |  | EMC |  |  | EMU CAMERA |  |  |  | EMU ILLUMINATOR | [19 empty] | EMU-EEG Staff | 2024-07-25 | 8-46 | 2A | 2025-04-21 | [21 empty] | 0 | [18 empty] | 0 |  | 0 | [24 empty] | 0
4614585 | U MI CIT | LEVEL 8 | IDF 8-438C | 8-505 | EMU PATIENT RM | 2 |  | 3C |  |  | EMU |  |  |  | WIRED SPARE |  |  |  | SPARE | [7 empty] | CAPSULE P-P | [7 empty] | EMU-EEG Staff | 2024-07-25 | 8-47 | 2A | 2025-04-21 | [21 empty] | 0 | [18 empty] | 0 |  | 0 | [24 empty] | 0
4614593 | U MI CIT | LEVEL 8 | IDF 8-438C | 8-505 | EMU PATIENT RM | 3 |  | PM |  |  | PHYSIO MONITOR |  |  |  | PHYSIO MONITOR |  |  |  | SPARE | [7 empty] | CAPSULE P-P |  |  |  | CAPSULE |  |  |  | EMU-EEG Staff | 2024-07-25 | 8-47 | 2A | 2025-04-21 | [21 empty] | 0 | [18 empty] | 0 |  | 0 | [24 empty] | 0
7555138 | U MI CIT | LEVEL 8 | IDF 8-438C | 8-505 | EMU PATIENT RM | 4 |  | 3 |  |  | PT PHONE |  |  |  | WIRED SPARE |  |  |  | SPARE | [15 empty] | PAVILION CORE TEAM_NRS | 2024-07-25 | 8-47 | 2A | 2025-04-21 |  |  | Y | [18 empty] | 0 | [18 empty] | 0 |  | 0 | [24 empty] | 0 | [6 empty] | PT PHONE |  |  |  |  | New DID, CSS 10, No VM, PT Device Pool, HOLDER
4614601 | U MI CIT | LEVEL 8 | IDF 8-438C | 8-505 | EMU PATIENT RM | 6 |  | TV4-NC |  |  | TELEVISION |  |  |  | WIRED SPARE |  |  |  | V-NURSING |  |  |  | WIRED SPARE | [7 empty] | NURSE CALL JACK |  |  |  | EMU-EEG Staff | 2024-07-25 | 8-47 | 2A | 2025-04-21 | [21 empty] | 0 | [18 empty] | 0 |  | 0 | [24 empty] | 0
7555830 | U MI CIT | LEVEL 8 | IDF 8-438C | 8-505 | EMU PATIENT RM | 7 |  | 3 |  |  | WORKSTATION |  |  |  | WIRED SPARE |  |  |  | SPARE | [15 empty] | EMU-EEG Staff | 2024-07-25 | 8-47 | 2A | 2025-04-21 | [15 empty] | 1 | longest arm to chart and view patient, VESA mount for Dell OptiPlex All-in-One: Starting weight: 16.55 lb (7.51 kg),Weight (maximum): 20.25 lb (9.19 kg),Starting weight, without stand: 12.37 lb (5.61 kg),Weight (maximum), without stand: 13.93 lb (6.32 kg), keyboard, mouse, wireless BCMA scanner Honeywell 1952HHD, | WSNU0292 |  |  |  | 0 |  |  |  | 1 | 1 | [12 empty] | 1 | 0 |  | 0 |  | 1 | 1 | [21 empty] | 0
10890059 | U MI CIT | LEVEL 8 | IDF 8-438C | 8-505 | EMU PATIENT RM | 10 |  | EMC |  |  | EMU CAMERA |  |  |  | EMU ILLUMINATOR | [19 empty] | EMU-EEG Staff | 2024-07-25 | 8-47 | 2A | 2025-04-21 | [21 empty] | 0 | [18 empty] | 0 |  | 0 | [24 empty] | 0
10890101 | U MI CIT | LEVEL 8 | IDF 8-438C | 8-505 | EMU PATIENT RM | 11 |  | EMC |  |  | EMU CAMERA |  |  |  | EMU ILLUMINATOR | [19 empty] | EMU-EEG Staff | 2024-07-25 | 8-47 | 2A | 2025-04-21 | [21 empty] | 0 | [18 empty] | 0 |  | 0 | [24 empty] | 0
4614641 | U MI CIT | LEVEL 8 | IDF 8-438C | 8-507 | EMU PATIENT RM ADA | 2 |  | 3C |  |  | EMU |  |  |  | WIRED SPARE |  |  |  | SPARE | [7 empty] | CAPSULE P-P | [7 empty] | EMU-EEG Staff | 2024-07-25 | 8-48 | 2A | 2025-04-21 | [21 empty] | 0 | [18 empty] | 0 |  | 0 | [24 empty] | 0
4614649 | U MI CIT | LEVEL 8 | IDF 8-438C | 8-507 | EMU PATIENT RM ADA | 3 |  | PM |  |  | PHYSIO MONITOR |  |  |  | PHYSIO MONITOR |  |  |  | SPARE | [7 empty] | CAPSULE P-P |  |  |  | CAPSULE |  |  |  | EMU-EEG Staff | 2024-07-25 | 8-48 | 2A | 2025-04-21 | [21 empty] | 0 | [18 empty] | 0 |  | 0 | [24 empty] | 0
7555026 | U MI CIT | LEVEL 8 | IDF 8-438C | 8-507 | EMU PATIENT RM ADA | 4 |  | 3 |  |  | PT PHONE |  |  |  | WIRED SPARE |  |  |  | SPARE | [15 empty] | PAVILION CORE TEAM_NRS | 2024-07-25 | 8-48 | 2A | 2025-04-21 |  |  | Y | [18 empty] | 0 | [18 empty] | 0 |  | 0 | [24 empty] | 0 | [6 empty] | PT PHONE |  |  |  |  | New DID, CSS 10, No VM, PT Device Pool, HOLDER
4614657 | U MI CIT | LEVEL 8 | IDF 8-438C | 8-507 | EMU PATIENT RM ADA | 6 |  | TV4-NC |  |  | TELEVISION |  |  |  | WIRED SPARE |  |  |  | V-NURSING |  |  |  | WIRED SPARE | [7 empty] | NURSE CALL JACK |  |  |  | EMU-EEG Staff | 2024-07-25 | 8-48 | 2A | 2025-04-21 | [21 empty] | 0 | [18 empty] | 0 |  | 0 | [24 empty] | 0
7555776 | U MI CIT | LEVEL 8 | IDF 8-438C | 8-507 | EMU PATIENT RM ADA | 7 |  | 3 |  |  | WORKSTATION |  |  |  | WIRED SPARE |  |  |  | SPARE | [15 empty] | EMU-EEG Staff | 2024-07-25 | 8-48 | 2A | 2025-04-21 | [15 empty] | 1 | longest arm to chart and view patient, VESA mount for Dell OptiPlex All-in-One: Starting weight: 16.55 lb (7.51 kg),Weight (maximum): 20.25 lb (9.19 kg),Starting weight, without stand: 12.37 lb (5.61 kg),Weight (maximum), without stand: 13.93 lb (6.32 kg), keyboard, mouse, wireless BCMA scanner Honeywell 1952HHD, | WSNU0293 |  |  |  | 0 |  |  |  | 1 | 1 | [12 empty] | 1 | 0 |  | 0 |  | 1 | 1 | [21 empty] | 0
10890133 | U MI CIT | LEVEL 8 | IDF 8-438C | 8-507 | EMU PATIENT RM ADA | 9 |  | EMC |  |  | EMU CAMERA |  |  |  | EMU ILLUMINATOR | [19 empty] | EMU-EEG Staff | 2024-07-25 | 8-48 | 2A | 2025-04-21 | [21 empty] | 0 | [18 empty] | 0 |  | 0 | [24 empty] | 0
10890165 | U MI CIT | LEVEL 8 | IDF 8-438C | 8-507 | EMU PATIENT RM ADA | 10 |  | EMC |  |  | EMU CAMERA |  |  |  | EMU ILLUMINATOR | [19 empty] | EMU-EEG Staff | 2024-07-25 | 8-48 | 2A | 2025-04-21 | [21 empty] | 0 | [18 empty] | 0 |  | 0 | [24 empty] | 0
4665875 | U MI CIT | LEVEL 9 | IDF 9-334C | 9-101 | UNIV PATIENT RM | 4 |  | 3C |  |  | PT PHONE |  |  |  | WIRED SPARE |  |  |  | SPARE | [7 empty] | CAPSULE P-P | [7 empty] | PAVILION CORE TEAM_NRS | 2024-07-25 | 9-01 | 2B | 2025-04-07 |  |  | Y | [18 empty] | 0 | [18 empty] | 0 |  | 0 | [24 empty] | 0 | [6 empty] | PT PHONE |  |  |  |  | New DID, CSS 10, No VM, PT Device Pool, HOLDER
4665814 | U MI CIT | LEVEL 9 | IDF 9-334C | 9-103 | UNIV PATIENT RM | 3 |  | 3C |  |  | PT PHONE |  |  |  | WIRED SPARE |  |  |  | SPARE | [7 empty] | CAPSULE P-P |  |  |  | CAPSULE P-P |  |  |  | PAVILION CORE TEAM_NRS | 2024-07-25 | 9-02 | 2B | 2025-04-07 |  |  | Y | [18 empty] | 0 | [18 empty] | 0 |  | 0 | [24 empty] | 0 | [6 empty] | PT PHONE |  |  |  |  | New DID, CSS 10, No VM, PT Device Pool, HOLDER
4665753 | U MI CIT | LEVEL 9 | IDF 9-122C | 9-105 | UNIV PATIENT RM | 3 |  | 3C |  |  | PT PHONE |  |  |  | WIRED SPARE |  |  |  | SPARE | [7 empty] | CAPSULE P-P |  |  |  | CAPSULE P-P |  |  |  | PAVILION CORE TEAM_NRS | 2024-07-25 | 9-03 | 2B | 2025-04-07 |  |  | Y | [18 empty] | 0 | [18 empty] | 0 |  | 0 | [24 empty] | 0 | [6 empty] | PT PHONE |  |  |  |  | New DID, CSS 10, No VM, PT Device Pool, HOLDER
4665692 | U MI CIT | LEVEL 9 | IDF 9-122C | 9-107 | UNIV PATIENT RM | 3 |  | 3C |  |  | PT PHONE |  |  |  | WIRED SPARE |  |  |  | SPARE | [7 empty] | CAPSULE P-P | [7 empty] | PAVILION CORE TEAM_NRS | 2024-07-25 | 9-04 | 2B | 2025-04-07 |  |  | Y | [18 empty] | 0 | [18 empty] | 0 |  | 0 | [24 empty] | 0 | [6 empty] | PT PHONE |  |  |  |  | New DID, CSS 10, No VM, PT Device Pool, HOLDER
4665631 | U MI CIT | LEVEL 9 | IDF 9-122C | 9-109 | UNIV PATIENT RM | 3 |  | 3C |  |  | PT PHONE |  |  |  | WIRED SPARE |  |  |  | SPARE | [7 empty] | CAPSULE P-P | [7 empty] | PAVILION CORE TEAM_NRS | 2024-07-25 | 9-05 | 2B | 2025-04-07 |  |  | Y | [18 empty] | 0 | [18 empty] | 0 |  | 0 | [24 empty] | 0 | [6 empty] | PT PHONE |  |  |  |  | New DID, CSS 10, No VM, PT Device Pool, HOLDER
4665570 | U MI CIT | LEVEL 9 | IDF 9-122C | 9-111 | UNIV PATIENT RM | 3 |  | 3C |  |  | PT PHONE |  |  |  | WIRED SPARE |  |  |  | SPARE | [7 empty] | CAPSULE P-P | [7 empty] | PAVILION CORE TEAM_NRS | 2024-07-25 | 9-06 | 2B | 2025-04-07 |  |  | Y | [18 empty] | 0 | [18 empty] | 0 |  | 0 | [24 empty] | 0 | [6 empty] | PT PHONE |  |  |  |  | New DID, CSS 10, No VM, PT Device Pool, HOLDER
4665509 | U MI CIT | LEVEL 9 | IDF 9-122C | 9-113 | UNIV PATIENT RM | 3 |  | 3C |  |  | PT PHONE |  |  |  | WIRED SPARE |  |  |  | SPARE | [7 empty] | CAPSULE P-P | [7 empty] | PAVILION CORE TEAM_NRS | 2024-07-25 | 9-07 | 2B | 2025-04-07 |  |  | Y | [18 empty] | 0 | [18 empty] | 0 |  | 0 | [24 empty] | 0 | [6 empty] | PT PHONE |  |  |  |  | New DID, CSS 10, No VM, PT Device Pool, HOLDER
4665448 | U MI CIT | LEVEL 9 | IDF 9-122C | 9-115 | UNIV PATIENT RM | 3 |  | 3C |  |  | PT PHONE |  |  |  | WIRED SPARE |  |  |  | SPARE | [7 empty] | CAPSULE P-P | [7 empty] | PAVILION CORE TEAM_NRS | 2024-07-25 | 9-08 | 2B | 2025-04-07 |  |  | Y | [18 empty] | 0 | [18 empty] | 0 |  | 0 | [24 empty] | 0 | [6 empty] | PT PHONE |  |  |  |  | New DID, CSS 10, No VM, PT Device Pool, HOLDER
4645904 | U MI CIT | LEVEL 9 | IDF 9-122C | 9-117 | UNIV PATIENT RM ADA | 3 |  | 3C |  |  | PT PHONE |  |  |  | WIRED SPARE |  |  |  | SPARE | [7 empty] | CAPSULE P-P | [7 empty] | PAVILION CORE TEAM_NRS | 2024-07-25 | 9-09 | 2B | 2025-04-07 |  |  | Y | [18 empty] | 0 | [18 empty] | 0 |  | 0 | [24 empty] | 0 | [6 empty] | PT PHONE |  |  |  |  | New DID, CSS 10, No VM, PT Device Pool, HOLDER
4644610 | U MI CIT | LEVEL 9 | IDF 9-122C | 9-201 | UNIV ISO PATIENT RM | 3 |  | 3C |  |  | PT PHONE |  |  |  | WIRED SPARE |  |  |  | SPARE | [7 empty] | CAPSULE P-P | [7 empty] | PAVILION CORE TEAM_NRS | 2024-07-25 | 9-10 | 2B | 2025-04-07 |  |  | Y | [18 empty] | 0 | [18 empty] | 0 |  | 0 | [24 empty] | 0 | [6 empty] | PT PHONE |  |  |  |  | New DID, CSS 10, No VM, PT Device Pool, HOLDER
4644525 | U MI CIT | LEVEL 9 | IDF 9-122C | 9-203 | UNIV PATIENT RM | 3 |  | 3C |  |  | PT PHONE |  |  |  | WIRED SPARE |  |  |  | SPARE | [7 empty] | CAPSULE P-P | [7 empty] | PAVILION CORE TEAM_NRS | 2024-07-25 | 9-11 | 2B | 2025-04-07 |  |  | Y | [18 empty] | 0 | [18 empty] | 0 |  | 0 | [24 empty] | 0 | [6 empty] | PT PHONE |  |  |  |  | New DID, CSS 10, No VM, PT Device Pool, HOLDER
4644440 | U MI CIT | LEVEL 9 | IDF 9-122C | 9-205 | UNIV PATIENT RM | 3 |  | 3C |  |  | PT PHONE |  |  |  | WIRED SPARE |  |  |  | SPARE | [7 empty] | CAPSULE P-P | [7 empty] | PAVILION CORE TEAM_NRS | 2024-07-25 | 9-12 | 2B | 2025-04-07 |  |  | Y | [18 empty] | 0 | [18 empty] | 0 |  | 0 | [24 empty] | 0 | [6 empty] | PT PHONE |  |  |  |  | New DID, CSS 10, No VM, PT Device Pool, HOLDER
4644355 | U MI CIT | LEVEL 9 | IDF 9-122C | 9-207 | UNIV PATIENT RM | 3 |  | 3C |  |  | PT PHONE |  |  |  | WIRED SPARE |  |  |  | SPARE | [7 empty] | CAPSULE P-P | [7 empty] | PAVILION CORE TEAM_NRS | 2024-07-25 | 9-13 | 2B | 2025-04-07 |  |  | Y | [18 empty] | 0 | [18 empty] | 0 |  | 0 | [24 empty] | 0 | [6 empty] | PT PHONE |  |  |  |  | New DID, CSS 10, No VM, PT Device Pool, HOLDER
4644268 | U MI CIT | LEVEL 9 | IDF 9-122C | 9-209 | UNIV PATIENT RM | 3 |  | 3C |  |  | PT PHONE |  |  |  | WIRED SPARE |  |  |  | SPARE | [7 empty] | CAPSULE P-P | [7 empty] | PAVILION CORE TEAM_NRS | 2024-07-25 | 9-14 | 2B | 2025-04-07 |  |  | Y | [18 empty] | 0 | [18 empty] | 0 |  | 0 | [24 empty] | 0 | [6 empty] | PT PHONE |  |  |  |  | New DID, CSS 10, No VM, PT Device Pool, HOLDER
4644018 | U MI CIT | LEVEL 9 | IDF 9-122C | 9-211 | UNIV PATIENT RM ADA | 3 |  | 3C |  |  | PT PHONE |  |  |  | WIRED SPARE |  |  |  | SPARE | [7 empty] | CAPSULE P-P | [7 empty] | PAVILION CORE TEAM_NRS | 2024-07-25 | 9-15 | 2B | 2025-04-07 |  |  | Y | [18 empty] | 0 | [18 empty] | 0 |  | 0 | [24 empty] | 0 | [6 empty] | PT PHONE |  |  |  |  | New DID, CSS 10, No VM, PT Device Pool, HOLDER
4643805 | U MI CIT | LEVEL 9 | IDF 9-122C | 9-301 | UNIV PATIENT RM | 3 |  | 3C |  |  | PT PHONE |  |  |  | WIRED SPARE |  |  |  | SPARE | [7 empty] | CAPSULE P-P | [7 empty] | PAVILION CORE TEAM_NRS | 2024-07-25 | 9-16 | 2B | 2025-04-07 |  |  | Y | [18 empty] | 0 | [18 empty] | 0 |  | 0 | [24 empty] | 0 | [6 empty] | PT PHONE |  |  |  |  | New DID, CSS 10, No VM, PT Device Pool, HOLDER
4643738 | U MI CIT | LEVEL 9 | IDF 9-122C | 9-303 | UNIV PATIENT RM | 3 |  | 3C |  |  | PT PHONE |  |  |  | WIRED SPARE |  |  |  | SPARE | [7 empty] | CAPSULE P-P | [7 empty] | PAVILION CORE TEAM_NRS | 2024-07-25 | 9-17 | 2B | 2025-04-07 |  |  | Y | [18 empty] | 0 | [18 empty] | 0 |  | 0 | [24 empty] | 0 | [6 empty] | PT PHONE |  |  |  |  | New DID, CSS 10, No VM, PT Device Pool, HOLDER
4643673 | U MI CIT | LEVEL 9 | IDF 9-122C | 9-305 | UNIV PATIENT RM | 3 |  | 3C |  |  | PT PHONE |  |  |  | WIRED SPARE |  |  |  | SPARE | [7 empty] | CAPSULE P-P | [7 empty] | PAVILION CORE TEAM_NRS | 2024-07-25 | 9-17 | 2B | 2025-04-07 |  |  | Y | [18 empty] | 0 | [18 empty] | 0 |  | 0 | [24 empty] | 0 | [6 empty] | PT PHONE |  |  |  |  | New DID, CSS 10, No VM, PT Device Pool, HOLDER
4643604 | U MI CIT | LEVEL 9 | IDF 9-122C | 9-307 | UNIV PATIENT RM | 3 |  | 3C |  |  | PT PHONE |  |  |  | WIRED SPARE |  |  |  | SPARE | [7 empty] | CAPSULE P-P | [7 empty] | PAVILION CORE TEAM_NRS | 2024-07-25 | 9-19 | 2B | 2025-04-07 |  |  | Y | [18 empty] | 0 | [18 empty] | 0 |  | 0 | [24 empty] | 0 | [6 empty] | PT PHONE |  |  |  |  | New DID, CSS 10, No VM, PT Device Pool, HOLDER
4643537 | U MI CIT | LEVEL 9 | IDF 9-122C | 9-309 | UNIV PATIENT RM | 3 |  | 3C |  |  | PT PHONE |  |  |  | WIRED SPARE |  |  |  | SPARE | [7 empty] | CAPSULE P-P | [7 empty] | PAVILION CORE TEAM_NRS | 2024-07-25 | 9-20 | 2B | 2025-04-07 |  |  | Y | [18 empty] | 0 | [18 empty] | 0 |  | 0 | [24 empty] | 0 | [6 empty] | PT PHONE |  |  |  |  | New DID, CSS 10, No VM, PT Device Pool, HOLDER
4643470 | U MI CIT | LEVEL 9 | IDF 9-334C | 9-311 | UNIV PATIENT RM | 3 |  | 3C |  |  | PT PHONE |  |  |  | WIRED SPARE |  |  |  | SPARE | [7 empty] | CAPSULE P-P | [7 empty] | PAVILION CORE TEAM_NRS | 2024-07-25 | 9-21 | 2B | 2025-04-07 |  |  | Y | [18 empty] | 0 | [18 empty] | 0 |  | 0 | [24 empty] | 0 | [6 empty] | PT PHONE |  |  |  |  | New DID, CSS 10, No VM, PT Device Pool, HOLDER
4643405 | U MI CIT | LEVEL 9 | IDF 9-334C | 9-313 | UNIV PATIENT RM | 3 |  | 3C |  |  | PT PHONE |  |  |  | WIRED SPARE |  |  |  | SPARE | [7 empty] | CAPSULE P-P | [7 empty] | PAVILION CORE TEAM_NRS | 2024-07-25 | 9-22 | 2B | 2025-04-07 |  |  | Y | [18 empty] | 0 | [18 empty] | 0 |  | 0 | [24 empty] | 0 | [6 empty] | PT PHONE |  |  |  |  | New DID, CSS 10, No VM, PT Device Pool, HOLDER
4642785 | U MI CIT | LEVEL 9 | IDF 9-334C | 9-315 | UNIV PATIENT RM | 4 |  | 3C |  |  | PT PHONE |  |  |  | WIRED SPARE |  |  |  | SPARE | [7 empty] | CAPSULE P-P | [7 empty] | PAVILION CORE TEAM_NRS | 2024-07-25 | 9-23 | 2B | 2025-04-07 |  |  | Y | [18 empty] | 0 | [18 empty] | 0 |  | 0 | [24 empty] | 0 | [6 empty] | PT PHONE |  |  |  |  | New DID, CSS 10, No VM, PT Device Pool, HOLDER
4642063 | U MI CIT | LEVEL 9 | IDF 9-334C | 9-317 | UNIV ISO PATIENT RM | 3 |  | 3C |  |  | PT PHONE |  |  |  | WIRED SPARE |  |  |  | SPARE | [7 empty] | CAPSULE P-P | [7 empty] | PAVILION CORE TEAM_NRS | 2024-07-25 | 9-24 | 2B | 2025-04-07 |  |  | Y | [18 empty] | 0 | [18 empty] | 0 |  | 0 | [24 empty] | 0 | [6 empty] | PT PHONE |  |  |  |  | New DID, CSS 10, No VM, PT Device Pool, HOLDER
4660084 | U MI CIT | LEVEL 9 | IDF 9-334C | 9-319 | UNIV PATIENT RM | 4 |  | 3C |  |  | PT PHONE |  |  |  | WIRED SPARE |  |  |  | SPARE | [7 empty] | CAPSULE P-P | [7 empty] | PAVILION CORE TEAM_NRS | 2024-07-25 | 9-25 | 2B | 2025-04-07 |  |  | Y | [18 empty] | 0 | [18 empty] | 0 |  | 0 | [24 empty] | 0 | [6 empty] | PT PHONE |  |  |  |  | New DID, CSS 10, No VM, PT Device Pool, HOLDER
4660032 | U MI CIT | LEVEL 9 | IDF 9-334C | 9-321 | UNIV PATIENT RM | 3 |  | 3C |  |  | PT PHONE |  |  |  | WIRED SPARE |  |  |  | SPARE | [7 empty] | CAPSULE P-P | [7 empty] | PAVILION CORE TEAM_NRS | 2024-07-25 | 9-26 | 2B | 2025-04-07 |  |  | Y | [18 empty] | 0 | [18 empty] | 0 |  | 0 | [24 empty] | 0 | [6 empty] | PT PHONE |  |  |  |  | New DID, CSS 10, No VM, PT Device Pool, HOLDER
4659982 | U MI CIT | LEVEL 9 | IDF 9-334C | 9-323 | UNIV PATIENT RM | 3 |  | 3C |  |  | PT PHONE |  |  |  | WIRED SPARE |  |  |  | SPARE | [7 empty] | CAPSULE P-P | [7 empty] | PAVILION CORE TEAM_NRS | 2024-07-25 | 9-27 | 2B | 2025-04-07 |  |  | Y | [18 empty] | 0 | [18 empty] | 0 |  | 0 | [24 empty] | 0 | [6 empty] | PT PHONE |  |  |  |  | New DID, CSS 10, No VM, PT Device Pool, HOLDER
4659930 | U MI CIT | LEVEL 9 | IDF 9-334C | 9-325 | UNIV PATIENT RM | 3 |  | 3C |  |  | PT PHONE |  |  |  | WIRED SPARE |  |  |  | SPARE | [7 empty] | CAPSULE P-P | [7 empty] | PAVILION CORE TEAM_NRS | 2024-07-25 | 9-28 | 2B | 2025-04-07 |  |  | Y | [18 empty] | 0 | [18 empty] | 0 |  | 0 | [24 empty] | 0 | [6 empty] | PT PHONE |  |  |  |  | New DID, CSS 10, No VM, PT Device Pool, HOLDER
4659878 | U MI CIT | LEVEL 9 | IDF 9-438C | 9-327 | UNIV PATIENT RM | 3 |  | 3C |  |  | PT PHONE |  |  |  | WIRED SPARE |  |  |  | SPARE | [7 empty] | CAPSULE P-P | [7 empty] | PAVILION CORE TEAM_NRS | 2024-07-25 | 9-29 | 2B | 2025-04-07 |  |  | Y | [18 empty] | 0 | [18 empty] | 0 |  | 0 | [24 empty] | 0 | [6 empty] | PT PHONE |  |  |  |  | New DID, CSS 10, No VM, PT Device Pool, HOLDER
4659828 | U MI CIT | LEVEL 9 | IDF 9-438C | 9-329 | UNIV PATIENT RM | 3 |  | 3C |  |  | PT PHONE |  |  |  | WIRED SPARE |  |  |  | SPARE | [7 empty] | CAPSULE P-P | [7 empty] | PAVILION CORE TEAM_NRS | 2024-07-25 | 9-30 | 2B | 2025-04-07 |  |  | Y | [18 empty] | 0 | [18 empty] | 0 |  | 0 | [24 empty] | 0 | [6 empty] | PT PHONE |  |  |  |  | New DID, CSS 10, No VM, PT Device Pool, HOLDER
4640718 | U MI CIT | LEVEL 9 | IDF 9-438C | 9-331 | UNIV PATIENT RM | 3 |  | 3C |  |  | PT PHONE |  |  |  | WIRED SPARE |  |  |  | SPARE | [7 empty] | CAPSULE P-P | [7 empty] | PAVILION CORE TEAM_NRS | 2024-07-25 | 9-31 | 2B | 2025-04-07 |  |  | Y | [18 empty] | 0 | [18 empty] | 0 |  | 0 | [24 empty] | 0 | [6 empty] | PT PHONE |  |  |  |  | New DID, CSS 10, No VM, PT Device Pool, HOLDER
4479014 | U MI CIT | LEVEL 9 | IDF 9-438C | 9-333 | UNIV ISO PATIENT RM ADA | 3 |  | 3C |  |  | PT PHONE |  |  |  | WIRED SPARE |  |  |  | SPARE | [7 empty] | CAPSULE P-P | [7 empty] | PAVILION CORE TEAM_NRS | 2024-07-25 | 9-32 | 2B | 2025-04-07 |  |  | Y | [18 empty] | 0 | [18 empty] | 0 |  | 0 | [24 empty] | 0 | [6 empty] | PT PHONE |  |  |  |  | New DID, CSS 10, No VM, PT Device Pool, HOLDER
6623972 | U MI CIT | LEVEL 9 | IDF 9-438C | 9-401 | UNIV PATIENT RM | 3 |  | 3C |  |  | PT PHONE |  |  |  | WIRED SPARE |  |  |  | SPARE | [7 empty] | CAPSULE P-P | [7 empty] | PAVILION CORE TEAM_NRS | 2024-07-25 | 9-33 | 2B | 2025-04-07 |  |  | Y | [18 empty] | 0 | [18 empty] | 0 |  | 0 | [24 empty] | 0 | [6 empty] | PT PHONE |  |  |  |  | New DID, CSS 10, No VM, PT Device Pool, HOLDER
6624133 | U MI CIT | LEVEL 9 | IDF 9-438C | 9-403 | UNIV PATIENT RM | 3 |  | 3C |  |  | PT PHONE |  |  |  | WIRED SPARE |  |  |  | SPARE | [7 empty] | CAPSULE P-P | [7 empty] | PAVILION CORE TEAM_NRS | 2024-07-25 | 9-34 | 2B | 2025-04-07 |  |  | Y | [18 empty] | 0 | [18 empty] | 0 |  | 0 | [24 empty] | 0 | [6 empty] | PT PHONE |  |  |  |  | New DID, CSS 10, No VM, PT Device Pool, HOLDER
6624154 | U MI CIT | LEVEL 9 | IDF 9-438C | 9-405 | UNIV PATIENT RM | 3 |  | 3C |  |  | PT PHONE |  |  |  | WIRED SPARE |  |  |  | SPARE | [7 empty] | CAPSULE P-P | [7 empty] | PAVILION CORE TEAM_NRS | 2024-07-25 | 9-35 | 2B | 2025-04-07 |  |  | Y | [18 empty] | 0 | [18 empty] | 0 |  | 0 | [24 empty] | 0 | [6 empty] | PT PHONE |  |  |  |  | New DID, CSS 10, No VM, PT Device Pool, HOLDER
6624175 | U MI CIT | LEVEL 9 | IDF 9-438C | 9-407 | UNIV PATIENT RM | 4 |  | 3C |  |  | PT PHONE |  |  |  | WIRED SPARE |  |  |  | SPARE | [7 empty] | CAPSULE P-P | [7 empty] | PAVILION CORE TEAM_NRS | 2024-07-25 | 9-36 | 2B | 2025-04-07 |  |  | Y | [18 empty] | 0 | [18 empty] | 0 |  | 0 | [24 empty] | 0 | [6 empty] | PT PHONE |  |  |  |  | New DID, CSS 10, No VM, PT Device Pool, HOLDER
6624196 | U MI CIT | LEVEL 9 | IDF 9-438C | 9-409 | UNIV PATIENT RM | 4 |  | 3C |  |  | PT PHONE |  |  |  | WIRED SPARE |  |  |  | SPARE | [7 empty] | CAPSULE P-P | [7 empty] | PAVILION CORE TEAM_NRS | 2024-07-25 | 9-37 | 2B | 2025-04-07 |  |  | Y | [18 empty] | 0 | [18 empty] | 0 |  | 0 | [24 empty] | 0 | [6 empty] | PT PHONE |  |  |  |  | New DID, CSS 10, No VM, PT Device Pool, HOLDER
6624583 | U MI CIT | LEVEL 9 | IDF 9-438C | 9-411 | UNIV PATIENT RM | 3 |  | 3C |  |  | PT PHONE |  |  |  | WIRED SPARE |  |  |  | SPARE | [7 empty] | CAPSULE P-P | [7 empty] | PAVILION CORE TEAM_NRS | 2024-07-25 | 9-38 | 2B | 2025-04-07 |  |  | Y | [18 empty] | 0 | [18 empty] | 0 |  | 0 | [24 empty] | 0 | [6 empty] | PT PHONE |  |  |  |  | New DID, CSS 10, No VM, PT Device Pool, HOLDER
6624706 | U MI CIT | LEVEL 9 | IDF 9-438C | 9-413 | UNIV PATIENT RM ADA | 3 |  | 3C |  |  | PT PHONE |  |  |  | WIRED SPARE |  |  |  | SPARE | [7 empty] | CAPSULE P-P | [7 empty] | PAVILION CORE TEAM_NRS | 2024-07-25 | 9-39 | 2B | 2025-04-07 |  |  | Y | [18 empty] | 0 | [18 empty] | 0 |  | 0 | [24 empty] | 0 | [6 empty] | PT PHONE |  |  |  |  | New DID, CSS 10, No VM, PT Device Pool, HOLDER
4668413 | U MI CIT | LEVEL 9 | IDF 9-438C | 9-501 | UNIV ISO PATIENT RM | 3 |  | 3C |  |  | PT PHONE |  |  |  | WIRED SPARE |  |  |  | SPARE | [7 empty] | CAPSULE P-P | [7 empty] | PAVILION CORE TEAM_NRS | 2024-07-25 | 9-40 | 2B | 2025-04-07 |  |  | Y | [18 empty] | 0 | [18 empty] | 0 |  | 0 | [24 empty] | 0 | [6 empty] | PT PHONE |  |  |  |  | New DID, CSS 10, No VM, PT Device Pool, HOLDER
4668354 | U MI CIT | LEVEL 9 | IDF 9-438C | 9-503 | UNIV PATIENT RM | 4 |  | 3C |  |  | PT PHONE |  |  |  | WIRED SPARE |  |  |  | SPARE | [7 empty] | CAPSULE P-P | [7 empty] | PAVILION CORE TEAM_NRS | 2024-07-25 | 9-41 | 2B | 2025-04-07 |  |  | Y | [18 empty] | 0 | [18 empty] | 0 |  | 0 | [24 empty] | 0 | [6 empty] | PT PHONE |  |  |  |  | New DID, CSS 10, No VM, PT Device Pool, HOLDER
4668244 | U MI CIT | LEVEL 9 | IDF 9-438C | 9-505 | UNIV PATIENT RM | 3 |  | 3C |  |  | PT PHONE |  |  |  | WIRED SPARE |  |  |  | SPARE | [7 empty] | CAPSULE P-P | [7 empty] | PAVILION CORE TEAM_NRS | 2024-07-25 | 9-42 | 2B | 2025-04-07 |  |  | Y | [18 empty] | 0 | [18 empty] | 0 |  | 0 | [24 empty] | 0 | [6 empty] | PT PHONE |  |  |  |  | New DID, CSS 10, No VM, PT Device Pool, HOLDER
4668189 | U MI CIT | LEVEL 9 | IDF 9-438C | 9-507 | UNIV PATIENT RM | 3 |  | 3C |  |  | PT PHONE |  |  |  | WIRED SPARE |  |  |  | SPARE | [7 empty] | CAPSULE P-P | [7 empty] | PAVILION CORE TEAM_NRS | 2024-07-25 | 9-43 | 2B | 2025-04-07 |  |  | Y | [18 empty] | 0 | [18 empty] | 0 |  | 0 | [24 empty] | 0 | [6 empty] | PT PHONE |  |  |  |  | New DID, CSS 10, No VM, PT Device Pool, HOLDER
4668134 | U MI CIT | LEVEL 9 | IDF 9-438C | 9-509 | UNIV PATIENT RM | 3 |  | 3C |  |  | PT PHONE |  |  |  | WIRED SPARE |  |  |  | SPARE | [7 empty] | CAPSULE P-P | [7 empty] | PAVILION CORE TEAM_NRS | 2024-07-25 | 9-44 | 2B | 2025-04-07 |  |  | Y | [18 empty] | 0 | [18 empty] | 0 |  | 0 | [24 empty] | 0 | [6 empty] | PT PHONE |  |  |  |  | New DID, CSS 10, No VM, PT Device Pool, HOLDER
4668079 | U MI CIT | LEVEL 9 | IDF 9-438C | 9-511 | UNIV PATIENT RM | 3 |  | 3C |  |  | PT PHONE |  |  |  | WIRED SPARE |  |  |  | SPARE | [7 empty] | CAPSULE P-P | [7 empty] | PAVILION CORE TEAM_NRS | 2024-07-25 | 9-45 | 2B | 2025-04-07 |  |  | Y | [18 empty] | 0 | [18 empty] | 0 |  | 0 | [24 empty] | 0 | [6 empty] | PT PHONE |  |  |  |  | New DID, CSS 10, No VM, PT Device Pool, HOLDER
4668020 | U MI CIT | LEVEL 9 | IDF 9-334C | 9-513 | UNIV PATIENT RM | 3 |  | 3C |  |  | PT PHONE |  |  |  | WIRED SPARE |  |  |  | SPARE | [7 empty] | CAPSULE P-P | [7 empty] | PAVILION CORE TEAM_NRS | 2024-07-25 | 9-46 | 2B | 2025-04-07 |  |  | Y | [18 empty] | 0 | [18 empty] | 0 |  | 0 | [24 empty] | 0 | [6 empty] | PT PHONE |  |  |  |  | New DID, CSS 10, No VM, PT Device Pool, HOLDER
4667965 | U MI CIT | LEVEL 9 | IDF 9-334C | 9-515 | UNIV PATIENT RM | 3 |  | 3C |  |  | PT PHONE |  |  |  | WIRED SPARE |  |  |  | SPARE | [7 empty] | CAPSULE P-P | [7 empty] | PAVILION CORE TEAM_NRS | 2024-07-25 | 9-47 | 2B | 2025-04-07 |  |  | Y | [18 empty] | 0 | [18 empty] | 0 |  | 0 | [24 empty] | 0 | [6 empty] | PT PHONE |  |  |  |  | New DID, CSS 10, No VM, PT Device Pool, HOLDER
4648524 | U MI CIT | LEVEL 9 | IDF 9-334C | 9-517 | UNIV PATIENT RM ADA | 3 |  | 3C |  |  | PT PHONE |  |  |  | WIRED SPARE |  |  |  | SPARE | [7 empty] | CAPSULE P-P | [7 empty] | PAVILION CORE TEAM_NRS | 2024-07-25 | 9-48 | 2B | 2025-04-07 |  |  | Y | [18 empty] | 0 | [18 empty] | 0 |  | 0 | [24 empty] | 0 | [6 empty] | PT PHONE |  |  |  |  | New DID, CSS 10, No VM, PT Device Pool, HOLDER
5522040 | U MI CIT | LEVEL 10 | IDF 10-334C | 10-108 | MEDICATION | 1 |  | 3 |  |  | PHONE/WORKSTATION |  |  |  | WIRED SPARE |  |  |  | SPARE | [15 empty] | PHARMACY/NURSING | 2024-07-31 |  | 3 | 2025-05-19 |  |  | Y | [14 empty] | WSIU3333 |  |  |  | 0 |  |  |  | 1 |  | 1 | [8 empty] | 1 |  |  | 1 | 0 |  | 0 |  |  | 1 | [21 empty] | 0 |  |  |  | 8811 | [7 empty] | WORKSTATION ADD, New DID, CSS 40, no VM
10847012 | U MI CIT | LEVEL 10 | IDF 10-334C | 10-108 | MEDICATION | 2 |  | 3 |  |  | MEDICAL EQUIPMENT-FIXED |  |  |  | WIRED SPARE |  |  |  | SPARE | [15 empty] | PHARMACY/NURSING | 2024-07-31 |  | 3 | 2025-05-19 | [21 empty] | 0 | [18 empty] | 0 |  | 0 | [24 empty] | 0
5522124 | U MI CIT | LEVEL 10 | IDF 10-334C | 10-108 | MEDICATION | 3 |  | 3 |  |  | MEDICAL EQUIPMENT-FIXED |  |  |  | PHONE/WORKSTATION |  |  |  | SPARE | [15 empty] | PHARMACY/NURSING | 2024-07-31 |  | 3 | 2025-05-19 |  |  | Y | [14 empty] | WSIU3376 |  |  |  | 0 |  |  |  | 1 |  | 1 | [8 empty] | 1 |  |  | 1 | 0 |  | 0 |  |  | 1 | [21 empty] | 0 |  |  |  | 8811 | [7 empty] | WORKSTATION ADD, New DID, CSS 40, no VM
5522381 | U MI CIT | LEVEL 10 | IDF 10-122C | 10-308 | MEDICATION | 1 |  | 3 |  |  | MEDICAL EQUIPMENT-FIXED |  |  |  | WORKSTATION |  |  |  | SPARE | [15 empty] | PHARMACY/NURSING | 2024-07-31 |  | 3 | 2025-05-19 | [17 empty] | WSIU3377 |  |  |  | 0 |  |  |  | 1 |  | 1 | [8 empty] | 1 |  |  | 1 | 0 |  | 0 |  |  | 1 | [21 empty] | 0 | [11 empty] | WORKSTATION ADD
6632807 | U MI CIT | LEVEL 10 | IDF 10-122C | 10-308 | MEDICATION | 2 |  | 3 |  |  | MEDICAL EQUIPMENT-FIXED |  |  |  | WORKSTATION |  |  |  | SPARE | [15 empty] | PHARMACY/NURSING | 2024-07-31 |  | 3 | 2025-05-19 | [17 empty] | WSIU3378 |  |  |  | 0 |  |  |  | 1 |  | 1 | [8 empty] | 1 |  |  | 1 | 0 |  | 0 |  |  | 1 | [21 empty] | 0 | [11 empty] | WORKSTATION ADD
5522485 | U MI CIT | LEVEL 10 | IDF 10-122C | 10-308 | MEDICATION | 3 |  | 3 |  |  | MEDICAL EQUIPMENT-FIXED |  |  |  | WIRED SPARE |  |  |  | SPARE | [15 empty] | PHARMACY/NURSING | 2024-07-31 |  | 3 | 2025-05-19 | [21 empty] | 0 | [18 empty] | 0 |  | 0 | [24 empty] | 0
4843800 | U MI CIT | LEVEL 10 | IDF 10-438C | 10-358 | MEDICATION | 1 |  | 3 |  |  | MEDICAL EQUIPMENT-FIXED |  |  |  | PHONE/WORKSTATION |  |  |  | SPARE | [15 empty] | PHARMACY/NURSING | 2024-07-31 |  | 3 | 2025-05-19 |  |  | Y | [14 empty] | WSIU3379 |  |  |  | 0 |  |  |  | 1 |  | 1 | [8 empty] | 1 |  |  | 1 | 0 |  | 0 |  |  | 1 | [21 empty] | 0 |  |  |  | 8811 | [7 empty] | WORKSTATION ADD, New DID, CSS 40, no VM
4843768 | U MI CIT | LEVEL 10 | IDF 10-438C | 10-358 | MEDICATION | 2 |  | 3 |  |  | MEDICAL EQUIPMENT-FIXED |  |  |  | PHONE/WORKSTATION |  |  |  | SPARE | [15 empty] | PHARMACY/NURSING | 2024-07-31 |  | 3 | 2025-05-19 |  |  | Y | [14 empty] | WSIU3380 |  |  |  | 0 |  |  |  | 1 |  | 1 | [8 empty] | 1 |  |  | 1 | 0 |  | 0 |  |  | 1 | [21 empty] | 0 |  |  |  | 8811 | [7 empty] | WORKSTATION ADD, New DID, CSS 40, no VM
10850645 | U MI CIT | LEVEL 10 | IDF 10-438C | 10-358 | MEDICATION | 3 |  | 3 |  |  | MEDICAL EQUIPMENT-FIXED |  |  |  | WIRED SPARE |  |  |  | SPARE | [15 empty] | PHARMACY/NURSING | 2024-07-31 |  | 3 | 2025-05-19 | [21 empty] | 0 | [18 empty] | 0 |  | 0 | [24 empty] | 0
6630689 | U MI CIT | LEVEL 10 | IDF 10-438C | 10-414 | MEDICATION | 2 |  | 3 |  |  | MEDICAL EQUIPMENT-FIXED |  |  |  | WIRED SPARE |  |  |  | SPARE | [15 empty] | PHARMACY/NURSING | 2024-07-31 |  | 3 | 2025-05-19 | [21 empty] | 0 | [18 empty] | 0 |  | 0 | [24 empty] | 0
10852829 | U MI CIT | LEVEL 10 | IDF 10-438C | 10-414 | MEDICATION | 3 |  | 3 |  |  | MEDICAL EQUIPMENT-FIXED |  |  |  | PHONE/WORKSTATION |  |  |  | SPARE | [15 empty] | PHARMACY/NURSING | 2024-07-31 |  | 3 | 2025-05-19 |  |  | Y | [14 empty] | WSIU3381 |  |  |  | 0 |  |  |  | 1 |  | 1 | [8 empty] | 1 |  |  | 1 | 0 |  | 0 |  |  | 1 | [21 empty] | 0 |  |  |  | 8811 | [7 empty] | WORKSTATION ADD, New DID, CSS 40, no VM
5522764 | U MI CIT | LEVEL 11 | IDF 11-334C | 11-108 | MEDICATION | 2 |  | 3 |  |  | MEDICAL EQUIPMENT-FIXED |  |  |  | PHONE/WORKSTATION |  |  |  | SPARE | [15 empty] | PHARMACY/NURSING | 2024-07-31 |  | 3 | 2025-05-19 |  |  | Y | [14 empty] | WSIU3340 |  |  |  | 0 |  |  |  | 1 |  | 1 | [8 empty] | 1 |  |  | 1 | 0 |  | 0 |  |  | 1 | [21 empty] | 0 |  |  |  | 8811 | [7 empty] | WORKSTATION ADD, New DID, CSS 40, no VM
10840390 | U MI CIT | LEVEL 11 | IDF 11-334C | 11-108 | MEDICATION | 3 |  | 3 |  |  | MEDICAL EQUIPMENT-FIXED |  |  |  | WIRED SPARE |  |  |  | SPARE | [15 empty] | PHARMACY/NURSING | 2024-07-31 |  | 3 | 2025-05-19 | [21 empty] | 0 | [18 empty] | 0 |  | 0 | [24 empty] | 0
5523219 | U MI CIT | LEVEL 11 | IDF 11-122C | 11-308 | MEDICATION | 1 |  | 3 |  |  | PHONE/WORKSTATION |  |  |  | WIRED SPARE |  |  |  | SPARE | [15 empty] | PHARMACY/NURSING | 2024-07-31 |  | 3 | 2025-05-19 |  |  | Y | [14 empty] | WSIU3403 |  |  |  | 0 |  |  |  | 1 |  | 1 | [8 empty] | 1 |  |  | 1 | 0 |  | 0 |  |  | 1 | [21 empty] | 0 |  |  |  | 8811 | [7 empty] | WORKSTATION ADD, New DID, CSS 40, no VM
5523301 | U MI CIT | LEVEL 11 | IDF 11-122C | 11-308 | MEDICATION | 2 |  | 3 |  |  | MEDICAL EQUIPMENT-FIXED |  |  |  | PHONE/WORKSTATION |  |  |  | SPARE | [15 empty] | PHARMACY/NURSING | 2024-07-31 |  | 3 | 2025-05-19 |  |  | Y | [14 empty] | WSIU3341 |  |  |  | 0 |  |  |  | 1 |  | 1 | [8 empty] | 1 |  |  | 1 | 0 |  | 0 |  |  | 1 | [21 empty] | 0 |  |  |  | 8811 | [7 empty] | WORKSTATION ADD, New DID, CSS 40, no VM
10838722 | U MI CIT | LEVEL 11 | IDF 11-122C | 11-308 | MEDICATION | 3 |  | 3 |  |  | MEDICAL EQUIPMENT-FIXED |  |  |  | WIRED SPARE |  |  |  | SPARE | [15 empty] | PHARMACY/NURSING | 2024-07-31 |  | 3 | 2025-05-19 | [21 empty] | 0 | [18 empty] | 0 |  | 0 | [24 empty] | 0
4852622 | U MI CIT | LEVEL 11 | IDF 11-438C | 11-358 | MEDICATION | 1 |  | 3 |  |  | PHONE/WORKSTATION |  |  |  | WIRED SPARE |  |  |  | SPARE | [15 empty] | PHARMACY/NURSING | 2024-07-31 |  | 3 | 2025-05-19 |  |  | Y | [14 empty] | WSIU3411 |  |  |  | 0 |  |  |  | 1 |  | 1 | [8 empty] | 1 |  |  | 1 | 0 |  | 0 |  |  | 1 | [21 empty] | 0 |  |  |  | 8811 | [7 empty] | WORKSTATION ADD, New DID, CSS 40, no VM
4852590 | U MI CIT | LEVEL 11 | IDF 11-438C | 11-358 | MEDICATION | 2 |  | 3 |  |  | MEDICAL EQUIPMENT-FIXED |  |  |  | PHONE/WORKSTATION |  |  |  | SPARE | [15 empty] | PHARMACY/NURSING | 2024-07-31 |  | 3 | 2025-05-19 |  |  | Y | [14 empty] | WSIU3342 |  |  |  | 0 |  |  |  | 1 |  | 1 | [8 empty] | 1 |  |  | 1 | 0 |  | 0 |  |  | 1 | [21 empty] | 0 |  |  |  | 8811 | [7 empty] | WORKSTATION ADD, New DID, CSS 40, no VM
10844036 | U MI CIT | LEVEL 11 | IDF 11-438C | 11-358 | MEDICATION | 3 |  | 3 |  |  | MEDICAL EQUIPMENT-FIXED |  |  |  | WIRED SPARE |  |  |  | SPARE | [15 empty] | PHARMACY/NURSING | 2024-07-31 |  | 3 | 2025-05-19 | [21 empty] | 0 | [18 empty] | 0 |  | 0 | [24 empty] | 0
6636300 | U MI CIT | LEVEL 11 | IDF 11-438C | 11-414 | MEDICATION | 1 |  | 3 |  |  | PHONE/WORKSTATION |  |  |  | WIRED SPARE |  |  |  | SPARE | [15 empty] | PHARMACY/NURSING | 2024-07-31 |  | 3 | 2025-05-19 |  |  | Y | [14 empty] | WSIU3421 |  |  |  | 0 |  |  |  | 1 |  | 1 | [8 empty] | 1 |  |  | 1 | 0 |  | 0 |  |  | 1 | [21 empty] | 0 |  |  |  | 8811 | [7 empty] | New DID, CSS 40, no VM
10844865 | U MI CIT | LEVEL 11 | IDF 11-438C | 11-414 | MEDICATION | 2 |  | 3 |  |  | MEDICAL EQUIPMENT-FIXED |  |  |  | WIRED SPARE |  |  |  | SPARE | [15 empty] | PHARMACY/NURSING | 2024-07-31 |  | 3 | 2025-05-19 | [21 empty] | 0 | [18 empty] | 0 |  | 0 | [24 empty] | 0
6636359 | U MI CIT | LEVEL 11 | IDF 11-438C | 11-414 | MEDICATION | 3 |  | 3 |  |  | MEDICAL EQUIPMENT-FIXED |  |  |  | PHONE/WORKSTATION |  |  |  | SPARE | [15 empty] | PHARMACY/NURSING | 2024-07-31 |  | 3 | 2025-05-19 |  |  | Y | [14 empty] | WSIU3343 |  |  |  | 0 |  |  |  | 1 |  | 1 | [8 empty] | 1 |  |  | 1 | 0 |  | 0 |  |  | 1 | [21 empty] | 0 |  |  |  | 8811 | [7 empty] | WORKSTATION ADD, New DID CSS 40, no VM
5524537 | U MI CIT | LEVEL 12 | IDF 12-334C | 12-108 | MEDICATION | 1 |  | 3 |  |  | MEDICAL EQUIPMENT-FIXED |  |  |  | WIRED SPARE |  |  |  | SPARE | [15 empty] | PHARMACY/NURSING | 2024-07-31 | [24 empty] | 0 | [18 empty] | 0 |  | 0 | [24 empty] | 0
6645239 | U MI CIT | LEVEL 12 | IDF 12-334C | 12-108 | MEDICATION | 2 |  | 3 |  |  | PHONE/WORKSTATION |  |  |  | WIRED SPARE |  |  |  | SPARE | [15 empty] | PHARMACY/NURSING | 2024-07-31 | [5 empty] | Y | [14 empty] | WSIU3584 |  |  |  | 0 |  |  |  | 1 |  | 1 | [8 empty] | 1 |  |  | 1 | 0 |  | 0 |  |  | 1 | [21 empty] | 0 |  |  |  | 8811 | [7 empty] | New DID, CSS 40, no VM
5524457 | U MI CIT | LEVEL 12 | IDF 12-334C | 12-108 | MEDICATION | 4 |  | 3 |  |  | PHONE/WORKSTATION |  |  |  | WIRED SPARE |  |  |  | SPARE | [15 empty] | PHARMACY/NURSING | 2024-07-31 | [5 empty] | Y | [14 empty] | WSIU3585 |  |  |  | 0 |  |  |  | 1 |  | 1 | [8 empty] | 1 |  |  | 1 | 0 |  | 0 |  |  | 1 | [21 empty] | 0 |  |  |  | 8811 | [7 empty] | New DID, CSS 40, no VM
6644333 | U MI CIT | LEVEL 12 | IDF 12-122C | 12-308 | MEDICATION | 1 |  | 3 |  |  | PHONE/WORKSTATION |  |  |  | WIRED SPARE |  |  |  | SPARE | [15 empty] | PHARMACY/NURSING | 2024-07-31 | [5 empty] | Y | [14 empty] | WSIU3586 |  |  |  | 0 |  |  |  | 1 |  | 1 | [8 empty] | 1 |  |  | 1 | 0 |  | 0 |  |  | 1 | [21 empty] | 0 |  |  |  | 8811 | [7 empty] | New DID, CSS 40, no VM
6644393 | U MI CIT | LEVEL 12 | IDF 12-122C | 12-308 | MEDICATION | 2 |  | 3 |  |  | MEDICAL EQUIPMENT-FIXED |  |  |  | PHONE/WORKSTATION |  |  |  | SPARE | [15 empty] | PHARMACY/NURSING | 2024-07-31 | [5 empty] | Y | [18 empty] | 0 |  |  |  | 1 |  | 1 | [8 empty] | 1 |  |  | 1 | 0 |  | 0 |  |  | 1 | [21 empty] | 0 |  |  |  | 8811 | [7 empty] | New DID, CSS 40, no VM
10830704 | U MI CIT | LEVEL 12 | IDF 12-122C | 12-308 | MEDICATION | 4 |  | 3 |  |  | MEDICAL EQUIPMENT-FIXED |  |  |  | WIRED SPARE |  |  |  | SPARE | [15 empty] | PHARMACY/NURSING | 2024-07-31 | [24 empty] | 0 | [18 empty] | 0 |  | 0 | [24 empty] | 0
4854273 | U MI CIT | LEVEL 12 | IDF 12-438C | 12-358 | MEDICATION | 1 |  | 3 |  |  | PHONE/WORKSTATION |  |  |  | WIRED SPARE |  |  |  | SPARE | [15 empty] | PHARMACY/NURSING | 2024-07-31 | [5 empty] | Y | [14 empty] | WSIU3587 |  |  |  | 0 |  |  |  | 1 |  | 1 | [8 empty] | 1 |  |  | 1 | 0 |  | 0 |  |  | 1 | [21 empty] | 0 |  |  |  | 8811 | [7 empty] | New DID, CSS 40, no VM
4854241 | U MI CIT | LEVEL 12 | IDF 12-438C | 12-358 | MEDICATION | 2 |  | 3 |  |  | MEDICAL EQUIPMENT-FIXED |  |  |  | PHONE/WORKSTATION |  |  |  | SPARE | [15 empty] | PHARMACY/NURSING | 2024-07-31 | [5 empty] | Y | [18 empty] | 0 |  |  |  | 1 |  | 1 | [8 empty] | 1 |  |  | 1 | 0 |  | 0 |  |  | 1 | [21 empty] | 0 |  |  |  | 8811 | [7 empty] | WORKSTATION ADD, New DID, CSS 40, no VM
10834188 | U MI CIT | LEVEL 12 | IDF 12-438C | 12-358 | MEDICATION | 3 |  | 3 |  |  | MEDICAL EQUIPMENT-FIXED |  |  |  | WIRED SPARE |  |  |  | SPARE | [15 empty] | PHARMACY/NURSING | 2024-07-31 | [24 empty] | 0 | [18 empty] | 0 |  | 0 | [24 empty] | 0
6641527 | U MI CIT | LEVEL 12 | IDF 12-438C | 12-414 | MEDICATION | 1 |  | 3 |  |  | PHONE/WORKSTATION |  |  |  | WIRED SPARE |  |  |  | SPARE | [15 empty] | PHARMACY/NURSING | 2024-07-31 | [5 empty] | Y | [14 empty] | WSIU3588 |  |  |  | 0 |  |  |  | 1 |  | 1 | [8 empty] | 1 |  |  | 1 | 0 |  | 0 |  |  | 1 | [21 empty] | 0 |  |  |  | 8811 | [7 empty] | New DID, CSS 40, no VM
6641451 | U MI CIT | LEVEL 12 | IDF 12-438C | 12-414 | MEDICATION | 3 |  | 3 |  |  | PHONE/WORKSTATION |  |  |  | WIRED SPARE |  |  |  | SPARE | [15 empty] | PHARMACY/NURSING | 2024-07-31 | [5 empty] | Y | [14 empty] | WSIU3589 |  |  |  | 0 |  |  |  | 1 |  | 1 | [8 empty] | 1 |  |  | 1 | 0 |  | 0 |  |  | 1 | [21 empty] | 0 |  |  |  | 8811 | [7 empty] | New DID, CSS 40, no VM
6641561 | U MI CIT | LEVEL 12 | IDF 12-438C | 12-414 | MEDICATION | 4 |  | 3 |  |  | MEDICAL EQUIPMENT-FIXED |  |  |  | WIRED SPARE |  |  |  | SPARE | [15 empty] | PHARMACY/NURSING | 2024-07-31 | [24 empty] | 0 | [18 empty] | 0 |  | 0 | [24 empty] | 0
4693823 | U MI CIT | LEVEL 4 | IDF 4-122C | 4-218 | MEDICATION | 1 |  | 3 |  |  | MEDICAL EQUIPMENT-FIXED |  |  |  | WIRED SPARE |  |  |  | SPARE | [15 empty] | PHARMACY/NURSING | 2024-07-31 | [24 empty] | 0 | [18 empty] | 0 |  | 0 | [24 empty] | 0
10837738 | U MI CIT | LEVEL 4 | IDF 4-122C | 4-218 | MEDICATION | 3 |  | 3 |  |  | MEDICAL EQUIPMENT-FIXED |  |  |  | WIRED SPARE |  |  |  | SPARE | [15 empty] | PHARMACY/NURSING | 2024-07-31 | [24 empty] | 0 | [18 empty] | 0 |  | 0 | [24 empty] | 0
4693843 | U MI CIT | LEVEL 4 | IDF 4-122C | 4-218 | MEDICATION | 2 |  | 3 |  |  | PHONE |  |  |  | WIRED SPARE |  |  |  | SPARE | [15 empty] | PHARMACY/NURSING | 2024-07-31 | [5 empty] | Y | [18 empty] | 0 | [18 empty] | 0 |  | 0 | [24 empty] | 0 |  |  |  | 8811 | [7 empty] | New DID, CSS 40, no VM
10837617 | U MI CIT | LEVEL 4 | IDF 4-122C | 4-284 | MEDICATION | 1 |  | 3 |  |  | MEDICAL EQUIPMENT-MOBILE |  |  |  | WIRED SPARE |  |  |  | SPARE | [15 empty] | PHARMACY/NURSING | 2024-07-31 | [24 empty] | 0 | [18 empty] | 0 |  | 0 | [24 empty] | 0 | [11 empty] | New DID, CSS 40, VM Yes
6618119 | U MI CIT | LEVEL 4 | IDF 4-122C | 4-284 | MEDICATION | 2 |  | 3 |  |  | PHONE |  |  |  | WIRED SPARE |  |  |  | SPARE | [15 empty] | PHARMACY/NURSING | 2024-07-31 | [5 empty] | Y | [18 empty] | 0 | [18 empty] | 0 |  | 0 | [24 empty] | 0 |  |  |  | 8811 | [7 empty] | New DID, CSS 40, no VM
10987129 | U MI CIT | LEVEL 4 | IDF 4-122C | 4-284 | MEDICATION | 3 |  | 3 |  |  | MEDICAL EQUIPMENT-FIXED |  |  |  | WIRED SPARE |  |  |  | SPARE | [15 empty] | PHARMACY/NURSING | 2024-07-31 | [24 empty] | 0 | [18 empty] | 0 |  | 0 | [24 empty] | 0
6618099 | U MI CIT | LEVEL 4 | IDF 4-122C | 4-284 | MEDICATION | 4 |  | 3 |  |  | MEDICAL EQUIPMENT-FIXED |  |  |  | WIRED SPARE |  |  |  | SPARE | [15 empty] | PHARMACY/NURSING | 2024-07-31 | [24 empty] | 0 | [18 empty] | 0 |  | 0 | [24 empty] | 0
4447785 | U MI CIT | LEVEL 6 | IDF 6-304C | 6-422A | MEDICATION | 2 |  | 3 |  |  | Pyxis MedStation (NPE01) |  |  |  | MEDICAL EQUIPMENT-FIXED |  |  |  | SPARE | [15 empty] | PHARMACY/NURSING | 2024-07-31 | [24 empty] | 0 | [18 empty] | 0 |  | 0 | [24 empty] | 0
10877471 | U MI CIT | LEVEL 6 | IDF 6-304C | 6-422A | MEDICATION | 3 |  | 3 |  |  | MEDICAL EQUIPMENT-MOBILE |  |  |  | WIRED SPARE |  |  |  | SPARE | [15 empty] | PHARMACY/NURSING | 2024-07-31 | [24 empty] | 0 |  |  |  | 1 | [14 empty] | 0 |  | 0 | [24 empty] | 0 | [11 empty] | WORKSTATION ADD
10876343 | U MI CIT | LEVEL 6 | IDF 6-304C | 6-465B | MEDICATION | 3 |  | 3 |  |  | Pyxis MedStation (NPE01) |  |  |  | WIRED SPARE |  |  |  | SPARE | [15 empty] | PHARMACY/NURSING | 2024-07-31 | [24 empty] | 0 | [18 empty] | 0 |  | 0 | [24 empty] | 0
10989218 | U MI CIT | LEVEL 6 | IDF 6-304C | 6-465B | MEDICATION | 4 |  | 3 |  |  | MEDICAL EQUIPMENT-FIXED |  |  |  | WIRED SPARE |  |  |  | SPARE | [15 empty] | PHARMACY/NURSING | 2024-07-31 | [24 empty] | 0 | [18 empty] | 0 |  | 0 | [24 empty] | 0
4831555 | U MI CIT | LEVEL 8 | IDF 8-334C | 8-108 | MEDICATION | 1 |  | 3 |  |  | MEDICAL EQUIPMENT-FIXED |  |  |  | WORKSTATION |  |  |  | SPARE | [15 empty] | PHARMACY/NURSING | 2024-07-31 |  | 2A | 2025-04-21 | [17 empty] | WSIU3095 |  |  |  | 0 |  |  |  | 1 |  | 1 | [8 empty] | 1 |  |  | 1 | 0 |  | 0 |  |  | 1 | [21 empty] | 0 | [11 empty] | WORKSTATION ADD
4831795 | U MI CIT | LEVEL 8 | IDF 8-334C | 8-108 | MEDICATION | 2 |  | 3 |  |  | MEDICAL EQUIPMENT-FIXED |  |  |  | WIRED SPARE |  |  |  | SPARE | [15 empty] | PHARMACY/NURSING | 2024-07-31 |  | 2A | 2025-04-21 | [21 empty] | 0 | [18 empty] | 0 |  | 0 | [24 empty] | 0
5222476 | U MI CIT | LEVEL 8 | IDF 8-122C | 8-302 | NURSES STATION | 2 |  | 3 |  |  | PHONE/WORKSTATION |  |  |  | PRINTER |  |  |  | SPARE | [15 empty] | PAVILION CORE TEAM | 2024-07-31 |  | 2A | 2025-04-21 |  |  | Y | [14 empty] | WSIU3121 |  | PRT-PAV0812 |  | 0 |  |  |  | 1 | 1 | [12 empty] | 1 | 0 |  | 0 |  |  | 1 | [8 empty] | 1 | [12 empty] | 0 |  |  |  | 8811 | [7 empty] | New DID, CSS 40, no VM
7060226 | U MI CIT | LEVEL 8 | IDF 8-122C | 8-302 | NURSES STATION | 3 |  | 0 |  |  | FUTURE | [23 empty] | PAVILION CORE TEAM | 2024-07-31 |  | 2A | 2025-04-21 | [21 empty] | 0 | [18 empty] | 0 |  | 0 | [24 empty] | 0
5521153 | U MI CIT | LEVEL 8 | IDF 8-122C | 8-308 | MEDICATION | 1 |  | 3 |  |  | MEDICAL EQUIPMENT-FIXED |  |  |  | WORKSTATION |  |  |  | SPARE | [15 empty] | PHARMACY/NURSING | 2024-07-31 |  | 2A | 2025-04-21 | [17 empty] | WSIU3096 |  |  |  | 0 |  |  |  | 1 |  | 1 | [8 empty] | 1 |  |  | 1 | 0 |  | 0 |  |  | 1 | [21 empty] | 0 | [11 empty] | WORKSTATION ADD
10990645 | U MI CIT | LEVEL 8 | IDF 8-122C | 8-308 | MEDICATION | 3 |  | 3 |  |  | PHONE/WORKSTATION |  |  |  | WIRED SPARE |  |  |  | SPARE | [15 empty] | PHARMACY/NURSING | 2024-07-31 |  | 2A | 2025-04-21 |  |  | Y | [14 empty] | WSIU3123 |  |  |  | 0 |  |  |  | 1 |  | 1 | [8 empty] | 1 |  |  | 1 | 0 |  | 0 |  |  | 1 | [21 empty] | 0 |  |  |  | 8811 | [7 empty] | New DID, CSS 40, no VM
10861721 | U MI CIT | LEVEL 8 | IDF 8-122C | 8-308 | MEDICATION | 2 |  | 3 |  |  | MEDICAL EQUIPMENT-FIXED |  |  |  | WIRED SPARE |  |  |  | SPARE | [15 empty] | PHARMACY/NURSING | 2024-07-31 |  | 2A | 2025-04-21 | [21 empty] | 0 | [18 empty] | 0 |  | 0 | [24 empty] | 0
7060053 | U MI CIT | LEVEL 8 | IDF 8-334C | 8-328 | NURSES STATION | 1 |  | AV |  |  | MEDICAL DIGITAL SIGN MONITORING |  |  |  | MEDICAL DIGITAL SIGN CORE PC | [19 empty] | PAVILION CORE TEAM | 2024-07-31 |  | 2A | 2025-04-21 | Y | [9 empty] | NURSING WHITEBOARDS | MD | [9 empty] | 0 | [18 empty] | 0 |  | 0 | [24 empty] | 0
5221617 | U MI CIT | LEVEL 8 | IDF 8-334C | 8-328 | NURSES STATION | 3 |  | 3 |  |  | PHONE/WORKSTATION |  |  |  | WIRED SPARE |  |  |  | SPARE | [15 empty] | PAVILION CORE TEAM | 2024-07-31 |  | 2A | 2025-04-21 |  |  | Y | [14 empty] | WSIU3125 |  |  |  | 0 |  |  |  | 1 | 1 | [8 empty] | 1 |  |  |  | 1 | 0 |  | 0 |  |  | 1 | [21 empty] | 0 |  |  |  | 8811 | [7 empty] | New DID, CSS 40, no VM
5221677 | U MI CIT | LEVEL 8 | IDF 8-334C | 8-328 | NURSES STATION | 4 |  | 3 |  |  | PHONE/WORKSTATION |  |  |  | WIRED SPARE |  |  |  | SPARE | [15 empty] | PAVILION CORE TEAM | 2024-07-31 |  | 2A | 2025-04-21 |  |  | Y | [14 empty] | WSIU3126 |  |  |  | 0 |  |  |  | 1 | 1 | [8 empty] | 1 |  |  |  | 1 | 0 |  | 0 |  |  | 1 | [21 empty] | 0 |  |  |  | 8811 | [7 empty] | New DID, CSS 40, no VM
5221375 | U MI CIT | LEVEL 8 | IDF 8-334C | 8-328 | NURSES STATION | 2 |  | 3 |  |  | WORKSTATION |  |  |  | WIRED SPARE |  |  |  | SPARE | [15 empty] | PAVILION CORE TEAM | 2024-07-31 |  | 2A | 2025-04-21 | [17 empty] | WSIU3124 |  |  |  | 0 |  |  |  | 1 | 1 | [8 empty] | 1 |  |  |  | 1 | 0 |  | 0 |  |  | 1 | [21 empty] | 0
5221705 | U MI CIT | LEVEL 8 | IDF 8-334C | 8-328 | NURSES STATION | 5 |  | 3 |  |  | WORKSTATION |  |  |  | WIRED SPARE |  |  |  | SPARE | [15 empty] | PAVILION CORE TEAM | 2024-07-31 |  | 2A | 2025-04-21 | [17 empty] | WSIU3127 |  |  |  | 0 |  |  |  | 1 | 1 | [8 empty] | 1 |  |  |  | 1 | 0 |  | 0 |  |  | 1 | [21 empty] | 0
5220827 | U MI CIT | LEVEL 8 | IDF 8-334C | 8-338 | NURSES STATION | 1 |  | 3 |  |  | WORKSTATION |  |  |  | WIRED SPARE |  |  |  | SPARE | [15 empty] | CORE PAVILION TEAM | 2024-07-31 |  | 2A | 2025-04-21 | [17 empty] | WSIU3128 |  |  |  | 0 |  |  |  | 1 | 1 | [12 empty] | 1 | 0 |  | 0 |  |  | 1 | [21 empty] | 0
5220712 | U MI CIT | LEVEL 8 | IDF 8-334C | 8-338 | NURSES STATION | 2 |  | 3 |  |  | PHONE/WORKSTATION |  |  |  | WIRED SPARE |  |  |  | SPARE | [15 empty] | CORE PAVILION TEAM | 2024-07-31 |  | 2A | 2025-04-21 |  |  | Y | [14 empty] | WSIU3129 |  |  |  | 0 |  |  |  | 1 | 1 | [12 empty] | 1 | 0 |  | 0 |  |  | 1 | [21 empty] | 0 |  |  |  | 8811 | [7 empty] | New DID, CSS 40, no VM
5221187 | U MI CIT | LEVEL 8 | IDF 8-334C | 8-338 | NURSES STATION | 6 |  | 3 |  |  | PHONE |  |  |  | WIRED SPARE |  |  |  | SPARE | [15 empty] | CORE PAVILION TEAM | 2024-07-31 |  | 2A | 2025-04-21 |  |  | Y | [18 empty] | 0 | [18 empty] | 0 |  | 0 | [24 empty] | 0 |  |  |  | 8811 | [7 empty] | New DID, CSS 40, no VM
5221233 | U MI CIT | LEVEL 8 | IDF 8-334C | 8-338 | NURSES STATION | 9 |  | 3 |  |  | PHONE/WORKSTATION |  |  |  | PRINTER |  |  |  | SPARE | [15 empty] | CORE PAVILION TEAM | 2024-07-31 |  | 2A | 2025-04-21 |  |  | Y | [14 empty] | WSIU3132 |  | PRT-PAV0815 |  | 0 |  |  |  | 1 | 1 | [12 empty] | 1 | 0 |  | 0 |  |  | 1 | [9 empty] | 1 | [11 empty] | 0 |  |  |  | 8811 | [7 empty] | New DID, CSS 40, no VM
5221044 | U MI CIT | LEVEL 8 | IDF 8-334C | 8-338 | NURSES STATION | 5 |  | 3 |  |  | WORKSTATION |  |  |  | LABEL PRINTER |  |  |  | LABEL PRINTER | [15 empty] | CORE PAVILION TEAM | 2024-07-31 |  | 2A | 2025-04-21 | [17 empty] | WSIU3131 |  | PRT-PAV0816 | PRT-PAV0824 | 0 |  |  |  | 1 | 1 | [12 empty] | 1 | 0 |  | 0 |  |  | 1 | [18 empty] | 1 |  | 1 | 0
7057362 | U MI CIT | LEVEL 8 | IDF 8-334C | 8-338 | NURSES STATION | 7 |  | 0 |  |  | FUTURE | [23 empty] | CORE PAVILION TEAM | 2024-07-31 |  | 2A | 2025-04-21 | [21 empty] | 0 | [18 empty] | 0 |  | 0 | [24 empty] | 0
10866139 | U MI CIT | LEVEL 8 | IDF 8-334C | 8-338 | NURSES STATION | 8 |  | PM |  |  | PHYSIO MONITOR |  |  |  | PHYSIO MONITOR |  |  |  | SPARE | [11 empty] | CAPSULE |  |  |  | CORE PAVILION TEAM | 2024-07-31 |  | 2A | 2025-04-21 |  |  |  |  | CIC MC | CIC IX | [15 empty] | 0 | [18 empty] | 0 |  | 0 | [24 empty] | 0
4830289 | U MI CIT | LEVEL 8 | IDF 8-438C | 8-358 | MEDICATION | 1 |  | 3 |  |  | MEDICAL EQUIPMENT-FIXED |  |  |  | WIRED SPARE |  |  |  | SPARE | [15 empty] | PHARMACY/NURSING | 2024-07-31 |  | 2A | 2025-04-21 | [21 empty] | 0 | [18 empty] | 0 |  | 0 | [24 empty] | 0
4830146 | U MI CIT | LEVEL 8 | IDF 8-438C | 8-358 | MEDICATION | 2 |  | 3 |  |  | MEDICAL EQUIPMENT-FIXED |  |  |  | WORKSTATION |  |  |  | SPARE | [15 empty] | PHARMACY/NURSING | 2024-07-31 |  | 2A | 2025-04-21 | [17 empty] | WSIU3097 |  |  |  | 0 |  |  |  | 1 |  | 1 | [8 empty] | 1 |  |  | 1 | 0 |  | 0 |  |  | 1 | [21 empty] | 0 | [11 empty] | WORKSTATION ADD
4830972 | U MI CIT | LEVEL 8 | IDF 8-438C | 8-444 | MEDICATION | 3 |  | 3 |  |  | MEDICAL EQUIPMENT-FIXED |  |  |  | WIRED SPARE |  |  |  | SPARE | [15 empty] | PHARMACY/NURSING | 2024-07-31 |  | 2A | 2025-04-21 | [21 empty] | 0 | [18 empty] | 0 |  | 0 | [24 empty] | 0
4831122 | U MI CIT | LEVEL 8 | IDF 8-438C | 8-444 | MEDICATION | 4 |  | 3 |  |  | MEDICAL EQUIPMENT-FIXED |  |  |  | WORKSTATION |  |  |  | SPARE | [15 empty] | PHARMACY/NURSING | 2024-07-31 |  | 2A | 2025-04-21 | [17 empty] | WSIU3098 |  |  |  | 0 |  |  |  | 1 |  | 1 | [7 empty] | 1 |  |  |  | 1 | 0 |  | 0 |  | 1 | 1 | [21 empty] | 0 | [11 empty] | WORKSTATION ADD
8342636 | U MI CIT | LEVEL 8 | IDF 8-438C | 8-444 | MEDICATION | 1 |  | 3 |  |  | PHONE/WORKSTATION |  |  |  | WIRED SPARE |  |  |  | SPARE | [15 empty] | PHARMACY/NURSING | 2024-07-31 |  | 2A | 2025-04-21 |  |  | Y | [14 empty] | WSIU3149 |  |  |  | 0 |  |  |  | 1 |  | 1 | [7 empty] | 1 |  |  |  | 1 | 0 |  | 0 |  | 1 | 1 | [21 empty] | 0 |  |  |  | 8811 | [7 empty] | New DID, CSS 40, no VM
4486436 | U MI CIT | LEVEL 9 | IDF 9-334C | 9-108 | MEDICATION | 1 |  | 3 |  |  | MEDICAL EQUIPMENT-FIXED |  |  |  | PHONE/WORKSTATION |  |  |  | SPARE | [15 empty] | PHARMACY/NURSING | 2024-07-31 |  | 2B | 2025-04-07 |  |  | Y | [14 empty] | WSIU3247 |  |  |  | 0 |  |  |  | 1 |  | 1 | [8 empty] | 1 |  |  | 1 | 0 |  | 0 |  |  | 1 | [21 empty] | 0 |  |  |  | 8811 | [7 empty] | WORKSTATION ADD, New DID, CSS 40, no VM
10991875 | U MI CIT | LEVEL 9 | IDF 9-334C | 9-108 | MEDICATION | 2 |  | 3 |  |  | MEDICAL EQUIPMENT-FIXED |  |  |  | WIRED SPARE |  |  |  | SPARE | [15 empty] | PHARMACY/NURSING | 2024-07-31 |  | 2B | 2025-04-07 | [21 empty] | 0 | [18 empty] | 0 |  | 0 | [24 empty] | 0
10992014 | U MI CIT | LEVEL 9 | IDF 9-334C | 9-108 | MEDICATION | 3 |  | 3 |  |  | MEDICAL EQUIPMENT-FIXED |  |  |  | WIRED SPARE |  |  |  | SPARE | [15 empty] | PHARMACY/NURSING | 2024-07-31 |  | 2B | 2025-04-07 | [21 empty] | 0 | [18 empty] | 0 |  | 0 | [24 empty] | 0
11262861 | U MI CIT | LEVEL 9 | IDF 9-334C | 9-108 | MEDICATION | 3 |  | 3 |  |  | MEDICAL EQUIPMENT-FIXED |  |  |  | PHONE/WORKSTATION |  |  |  | SPARE | [15 empty] | PHARMACY/NURSING | 2024-07-31 |  | 2B | 2025-04-07 |  |  | Y | [14 empty] | WSIU3248 |  |  |  | 0 |  |  |  | 1 |  | 1 | [8 empty] | 1 |  |  | 1 | 0 |  | 0 |  |  | 1 | [21 empty] | 0 |  |  |  | 8811 | [7 empty] | WORKSTATION ADD, New DID, CSS 40, no VM
4492218 | U MI CIT | LEVEL 9 | IDF 9-122C | 9-308 | MEDICATION | 4 |  | 3 |  |  | MEDICAL EQUIPMENT-FIXED |  |  |  | PHONE/WORKSTATION |  |  |  | SPARE | [15 empty] | PHARMACY/NURSING | 2024-07-31 |  | 2B | 2025-04-07 |  |  | Y | [14 empty] | WSIU3191 |  |  |  | 0 |  |  |  | 1 |  | 1 | [8 empty] | 1 |  |  | 1 | 0 |  | 0 |  |  | 1 | [21 empty] | 0 |  |  |  | 8811 | [7 empty] | WORKSTATION ADD, New DID, CSS 40, no VM
10854552 | U MI CIT | LEVEL 9 | IDF 9-122C | 9-308 | MEDICATION | 5 |  | 3 |  |  | MEDICAL EQUIPMENT-FIXED |  |  |  | WIRED SPARE |  |  |  | SPARE | [15 empty] | PHARMACY/NURSING | 2024-07-31 |  | 2B | 2025-04-07 | [21 empty] | 0 | [18 empty] | 0 |  | 0 | [24 empty] | 0
4478565 | U MI CIT | LEVEL 9 | IDF 9-438C | 9-358 | MEDICATION | 1 |  | 3 |  |  | WORKSTATION |  |  |  | WIRED SPARE |  |  |  | SPARE | [15 empty] | PHARMACY/NURSING | 2024-07-31 |  | 2B | 2025-04-07 | [17 empty] | WSIU3174 |  |  |  | 0 |  |  |  | 1 |  | 1 | [8 empty] | 1 |  |  | 1 | 0 |  | 0 |  |  | 1 | [21 empty] | 0
4477218 | U MI CIT | LEVEL 9 | IDF 9-438C | 9-358 | MEDICATION | 2 |  | 3 |  |  | MEDICAL EQUIPMENT-FIXED |  |  |  | WORKSTATION |  |  |  | SPARE | [15 empty] | PHARMACY/NURSING | 2024-07-31 |  | 2B | 2025-04-07 | [17 empty] | WSIU3192 |  |  |  | 0 |  |  |  | 1 |  | 1 | [8 empty] | 1 |  |  | 1 | 0 |  | 0 |  |  | 1 | [21 empty] | 0 | [11 empty] | WORKSTATION ADD
10858911 | U MI CIT | LEVEL 9 | IDF 9-438C | 9-358 | MEDICATION | 3 |  | 3 |  |  | MEDICAL EQUIPMENT-FIXED |  |  |  | WIRED SPARE |  |  |  | SPARE | [15 empty] | PHARMACY/NURSING | 2024-07-31 |  | 2B | 2025-04-07 | [21 empty] | 0 | [18 empty] | 0 |  | 0 | [24 empty] | 0
4481021 | U MI CIT | LEVEL 9 | IDF 9-438C | 9-414 | MEDICATION | 1 |  | 3 |  |  | MEDICAL EQUIPMENT-FIXED |  |  |  | PHONE/WORKSTATION |  |  |  | SPARE | [15 empty] | PHARMACY/NURSING | 2024-07-31 |  | 2B | 2025-04-07 |  |  | Y | [14 empty] | WSIU3193 |  |  |  | 0 |  |  |  | 1 |  | 1 | [8 empty] | 1 |  |  | 1 | 0 |  | 0 |  |  | 1 | [21 empty] | 0 |  |  |  | 8811 | [7 empty] | WORKSTATION ADD, New DID, CSS 40, no VM
4480945 | U MI CIT | LEVEL 9 | IDF 9-438C | 9-414 | MEDICATION | 2 |  | 3 |  |  | MEDICAL EQUIPMENT-FIXED |  |  |  | WIRED SPARE |  |  |  | SPARE | [15 empty] | PHARMACY/NURSING | 2024-07-31 |  | 2B | 2025-04-07 | [21 empty] | 0 | [18 empty] | 0 |  | 0 | [24 empty] | 0
4480863 | U MI CIT | LEVEL 9 | IDF 9-438C | 9-414 | MEDICATION | 3 |  | 3 |  |  | MEDICAL EQUIPMENT-FIXED |  |  |  | PHONE/WORKSTATION |  |  |  | SPARE | [15 empty] | PHARMACY/NURSING | 2024-07-31 |  | 2B | 2025-04-07 |  |  | Y | [14 empty] | WSIU3194 |  |  |  | 0 |  |  |  | 1 |  | 1 | [8 empty] | 1 |  |  | 1 | 0 |  | 0 |  |  | 1 | [21 empty] | 0 |  |  |  | 8811 | [7 empty] | WORKSTATION ADD, New DID, CSS 40, no VM
4843576 | U MI CIT | LEVEL 10 | IDF 10-438C | 10-436 | ON CALL | 1 |  | 3 |  |  | WORKSTATION |  |  |  | WIRED SPARE |  |  |  | SPARE | [15 empty] | PAVILION CORE TEAM | 2024-08-05 |  | 3 | 2025-05-19 | [17 empty] | WSHOA061 |  |  |  | 0 |  |  |  | 1 |  | 1 | [8 empty] | 1 |  |  | 1 | 0 |  | 0 |  |  | 1 | [21 empty] | 0
4843560 | U MI CIT | LEVEL 10 | IDF 10-438C | 10-436 | ON CALL | 3 |  | 3 |  |  | PHONE/WORKSTATION |  |  |  | WIRED SPARE |  |  |  | SPARE | [15 empty] | PAVILION CORE TEAM | 2024-08-05 |  | 3 | 2025-05-19 |  |  | Y | [14 empty] | WSHOA062 |  |  |  | 0 |  |  |  | 1 |  | 1 | [8 empty] | 1 |  |  | 1 | 0 |  | 0 |  |  | 1 | [21 empty] | 0 |  |  |  | 8811 | [7 empty] | New DID, CSS 40, no VM
4852574 | U MI CIT | LEVEL 11 | IDF 11-438C | 11-436 | ON CALL | 1 |  | 3 |  |  | WORKSTATION |  |  |  | WIRED SPARE |  |  |  | SPARE | [15 empty] | PAVILION CORE TEAM | 2024-08-05 |  | 3 | 2025-05-19 | [17 empty] | WSHOA063 |  |  |  | 0 | [18 empty] | 0 |  | 0 | [24 empty] | 0
11118382 | U MI CIT | LEVEL 11 | IDF 11-438C | 11-436 | ON CALL | 2 |  | 3 |  |  | PHONE/WORKSTATION |  |  |  | WIRED SPARE |  |  |  | SPARE | [15 empty] | PAVILION CORE TEAM | 2024-08-05 |  | 3 | 2025-05-19 |  |  | Y | [14 empty] | WSHOA064 |  |  |  | 0 |  |  |  | 1 |  | 1 | [8 empty] | 1 |  |  | 1 | 0 |  | 0 |  |  | 1 | [21 empty] | 0 |  |  |  | 8811 | [7 empty] | New DID, CSS 40, no VM
4854225 | U MI CIT | LEVEL 12 | IDF 12-438C | 12-436 | ON CALL | 1 |  | 3 |  |  | WORKSTATION |  |  |  | WIRED SPARE |  |  |  | SPARE | [15 empty] | PAVILION CORE TEAM | 2024-08-05 | [20 empty] | WSHOA065 |  |  |  | 0 |  |  |  | 1 |  | 1 | [8 empty] | 1 |  |  | 1 | 0 |  | 0 |  |  | 1 | [21 empty] | 0
11118264 | U MI CIT | LEVEL 12 | IDF 12-438C | 12-436 | ON CALL | 2 |  | 3 |  |  | PHONE/WORKSTATION |  |  |  | WIRED SPARE |  |  |  | SPARE | [15 empty] | PAVILION CORE TEAM | 2024-08-05 | [5 empty] | Y | [14 empty] | WSHOA066 |  |  |  | 0 |  |  |  | 1 |  | 1 | [8 empty] | 1 |  |  | 1 | 0 |  | 0 |  |  | 1 | [21 empty] | 0 |  |  |  | 8811 | [7 empty] | New DID, CSS 40, no VM
4698075 | U MI CIT | LEVEL 4 | IDF 4-238C | 4-010A | RECEPTION | 1 |  | 3 |  |  | PHONE/WORKSTATION |  |  |  | LABEL PRINTER |  |  |  | PRINTER | [15 empty] | PERIOP ADMIN | 2024-08-05 | [5 empty] | Y | [14 empty] | WSOR0783 |  | PRT-PAV0419 |  | 0 |  |  | 1 |  |  |  |  | 1 | [6 empty] | 2 |  |  | 1 | 0 |  | 0 | [8 empty] | 1 | [9 empty] | 2 |  |  | 1 |  |  | 0 |  |  |  | 8811 | [7 empty] | New Dept DID on L1, New personal DID on L2, CSS 40, no VM
4698055 | U MI CIT | LEVEL 4 | IDF 4-238C | 4-010A | RECEPTION | 3 |  | 3 |  |  | PHONE/WORKSTATION |  |  |  | WIRED SPARE |  |  |  | SPARE | [15 empty] | PERIOP ADMIN | 2024-08-05 | [5 empty] | Y | [14 empty] | WSOR0784 |  |  |  | 0 |  |  | 1 |  |  |  |  | 1 | [6 empty] | 2 |  |  | 1 | 0 |  | 0 | [8 empty] | 1 | [15 empty] | 0 |  |  |  | 8811 | [7 empty] | New Dept DID on L1, New personal DID on L2, CSS 40, no VM
4697995 | U MI CIT | LEVEL 4 | IDF 4-238C | 4-010A | RECEPTION | 4 |  | 3 |  |  | PHONE/WORKSTATION |  |  |  | PRINTER |  |  |  | SPARE | [15 empty] | PERIOP ADMIN | 2024-08-05 | [5 empty] | Y | [14 empty] | WSOR0785 |  | PRT-PAV0420 |  | 0 |  |  | 1 |  |  |  |  | 1 | [6 empty] | 2 |  |  | 1 | 0 |  | 0 | [8 empty] | 1 |  |  |  | 1 | [11 empty] | 0 |  |  |  | 8811 | [7 empty] | New Dept DID on L1, New personal DID on L2, CSS 40, no VM
5457043 | U MI CIT | LEVEL 4 | IDF 4-304C | 4-405 | GENDER INCLUSIVE LOCKER ROOM | 1 |  | W |  |  | PHONE | [23 empty] | PAVILION CORE TEAM | 2024-08-05 | [5 empty] | Y | [18 empty] | 0 | [18 empty] | 0 |  | 0 | [24 empty] | 0 |  |  |  | 8811 | [7 empty] | New DID, CSS 0, no VM
10833991 | U MI CIT | LEVEL 4 | IDF 4-304C | 4-429 | PHYSICIAN LOUNGE | 2 |  | 1 |  |  | PHONE/WORKSTATION | [23 empty] | PAVILION CORE TEAM | 2024-08-05 | [5 empty] | Y | [14 empty] | WSPV0216 |  |  |  | 0 |  |  | 1 |  |  |  |  | 1 | [6 empty] | 1 |  |  | 1 | 0 |  | 0 | [24 empty] | 0 |  |  |  | 8811 | [7 empty] | New DID, CSS 40, no VM
10833998 | U MI CIT | LEVEL 4 | IDF 4-304C | 4-429 | PHYSICIAN LOUNGE | 3 |  | 1 |  |  | PHONE/WORKSTATION | [23 empty] | PAVILION CORE TEAM | 2024-08-05 | [5 empty] | Y | [14 empty] | WSPV0217 |  |  |  | 0 |  |  | 1 |  |  |  |  | 1 | [6 empty] | 1 |  |  | 1 | 0 |  | 0 | [24 empty] | 0 |  |  |  | 8811 | [7 empty] | New DID, CSS 40, no VM
10834005 | U MI CIT | LEVEL 4 | IDF 4-304C | 4-429 | PHYSICIAN LOUNGE | 4 |  | 1 |  |  | PHONE/WORKSTATION | [23 empty] | PAVILION CORE TEAM | 2024-08-05 | [5 empty] | Y | [14 empty] | WSPV0218 |  |  |  | 0 |  |  | 1 |  |  |  |  | 1 | [6 empty] | 1 |  |  | 1 | 0 |  | 0 | [24 empty] | 0 |  |  |  | 8811 | [7 empty] | New DID, CSS 40, no VM
10833983 | U MI CIT | LEVEL 4 | IDF 4-304C | 4-429 | PHYSICIAN LOUNGE | 5 |  | 1 |  |  | PHONE/WORKSTATION | [23 empty] | PAVILION CORE TEAM | 2024-08-05 | [5 empty] | Y | [14 empty] | WSPV0219 |  |  |  | 0 |  |  | 1 |  |  |  |  | 1 | [6 empty] | 1 |  |  | 1 | 0 |  | 0 | [24 empty] | 0 |  |  |  | 8811 | [7 empty] | New DID, CSS 40, no VM
6572125 | U MI CIT | LEVEL 4 | IDF 4-304C | 4-429 | PHYSICIAN LOUNGE | 1 |  | AV |  |  | FW DIGITAL SIGN MONITORING |  |  |  | FW DIGITAL SIGN CORE PC | [19 empty] | PAVILION CORE TEAM | 2024-08-05 |  |  |  | Y | [9 empty] | CDIAVS | 4Winds DS | EC | [8 empty] | 0 | [18 empty] | 0 |  | 0 | [24 empty] | 0
6619085 | U MI CIT | LEVEL 5 | IDF 5-304C | 5-001 | FAMILY LOUNGE | 2 |  | W |  |  | PHONE | [23 empty] | PAVILION CORE TEAM | 2024-08-05 | [5 empty] | Y | [18 empty] | 0 | [18 empty] | 0 |  | 0 | [24 empty] | 0 |  |  |  | 6901W | [7 empty] | New DID, CSS 0, no VM
7521374 | U MI CIT | LEVEL 5 | IDF 5-304C | 5-010Z-A | CORRIDOR | 1 |  | W |  |  | PHONE | [23 empty] | HOUSE PHONE | 2024-08-05 | [5 empty] | Y | [18 empty] | 0 | [18 empty] | 0 |  | 0 | [24 empty] | 0 |  |  |  | 6901W | [7 empty] | New DID, CSS 0, no VM
4598124 | U MI CIT | LEVEL 6 | IDF 6-122C | 6-010A | RECEPTION | 1 |  | 3 |  |  | PHONE/WORKSTATION |  |  |  | LABEL PRINTER |  |  |  | PRINTER | [15 empty] | PERIOP ADMIN | 2024-08-05 | [5 empty] | Y | [14 empty] | WSOR0806 |  | PRT-PAV0617 |  | 0 |  |  | 1 |  |  |  |  | 1 | [6 empty] | 2 |  |  | 1 | 0 |  | 0 | [8 empty] | 1 | [9 empty] | 2 |  |  | 1 |  |  | 0 |  |  |  | 8811 | [7 empty] | New Dept DID on L1, New personal DID on L2, CSS 40, no VM
4598048 | U MI CIT | LEVEL 6 | IDF 6-122C | 6-010A | RECEPTION | 3 |  | 3 |  |  | PHONE/WORKSTATION |  |  |  | WIRED SPARE |  |  |  | SPARE | [15 empty] | PERIOP ADMIN | 2024-08-05 | [5 empty] | Y | [14 empty] | WSOR0807 |  |  |  | 0 |  |  | 1 |  |  |  |  | 1 | [6 empty] | 2 |  |  | 1 | 0 |  | 0 | [8 empty] | 1 | [15 empty] | 0 |  |  |  | 8811 | [7 empty] | New Dept DID on L1, New personal DID on L2, CSS 40, no VM
4598330 | U MI CIT | LEVEL 6 | IDF 6-122C | 6-010A | RECEPTION | 4 |  | 3 |  |  | PHONE/WORKSTATION |  |  |  | PRINTER |  |  |  | SPARE | [15 empty] | PERIOP ADMIN | 2024-08-05 | [5 empty] | Y | [14 empty] | WSOR0808 |  | PRT-PAV0605 |  | 0 | [18 empty] | 0 |  | 0 | [11 empty] | 1 | [12 empty] | 0 |  |  |  | 8811 | [7 empty] | New Dept DID on L1, New personal DID on L2, CSS 40, no VM
5460595 | U MI CIT | LEVEL 6 | IDF 6-122C | 6-203 | PHYSICIAN LOUNGE | 3 |  | 3 |  |  | PHONE/WORKSTATION |  |  |  | WIRED SPARE |  |  |  | SPARE | [15 empty] | PAVILION CORE TEAM | 2024-08-05 | [5 empty] | Y | [18 empty] | 0 |  |  | 1 |  |  |  |  | 1 | [6 empty] | 1 |  |  | 1 | 0 |  | 0 | [24 empty] | 0 |  |  |  | 8811 | [7 empty] | New DID, CSS 40, no VM
5460575 | U MI CIT | LEVEL 6 | IDF 6-122C | 6-203 | PHYSICIAN LOUNGE | 4 |  | 3 |  |  | PHONE/WORKSTATION |  |  |  | WIRED SPARE |  |  |  | SPARE | [15 empty] | PAVILION CORE TEAM | 2024-08-05 | [5 empty] | Y | [18 empty] | 0 | [18 empty] | 0 |  | 0 | [24 empty] | 0 |  |  |  | 8811 | [7 empty] | New DID, CSS 40, no VM
7049425 | U MI CIT | LEVEL 6 | IDF 6-122C | 6-203 | PHYSICIAN LOUNGE | 1 |  | AV |  |  | FW DIGITAL SIGN MONITORING |  |  |  | FW DIGITAL SIGN CORE PC | [19 empty] | PAVILION CORE TEAM | 2024-08-05 | [13 empty] | CDIAVS | 4Winds DS | EC | [8 empty] | 0 | [18 empty] | 0 |  | 0 | [24 empty] | 0
5460674 | U MI CIT | LEVEL 6 | IDF 6-122C | 6-205 | STAFF LOUNGE | 6 |  | W |  |  | PHONE | [23 empty] | PAVILION CORE TEAM | 2024-08-05 | [5 empty] | Y | [18 empty] | 0 | [18 empty] | 0 |  | 0 | [24 empty] | 0 |  |  |  | 6901W | [7 empty] | New DID, CSS 0, no VM
5476230 | U MI CIT | LEVEL 8 | IDF 8-122C | 8-216 | ON CALL | 2 |  | 3 |  |  | PHONE/WORKSTATION |  |  |  | WIRED SPARE |  |  |  | SPARE | [15 empty] | PAVILION CORE TEAM | 2024-08-05 |  | 2A | 2025-04-21 |  |  | Y | [14 empty] | WSHOA057 |  |  |  | 0 |  |  |  | 1 |  | 1 | [8 empty] | 1 |  |  | 1 | 0 |  | 0 |  |  | 1 | [21 empty] | 0 |  |  |  | 8811 | [7 empty] | New DID, CSS 40, no VM
5476180 | U MI CIT | LEVEL 8 | IDF 8-122C | 8-216 | ON CALL | 3 |  | 3 |  |  | PHONE/WORKSTATION |  |  |  | WIRED SPARE |  |  |  | SPARE | [15 empty] | PAVILION CORE TEAM | 2024-08-05 |  | 2A | 2025-04-21 |  |  | Y | [14 empty] | WSHOA058 |  |  |  | 0 |  |  |  | 1 |  | 1 | [8 empty] | 1 |  |  | 1 | 0 |  | 0 |  |  | 1 | [21 empty] | 0 |  |  |  | 8811 | [7 empty] | New DID, CSS 40, no VM
4480567 | U MI CIT | LEVEL 9 | IDF 9-438C | 9-436 | ON CALL | 1 |  | 3 |  |  | WORKSTATION |  |  |  | WIRED SPARE |  |  |  | SPARE | [15 empty] | PAVILION CORE TEAM | 2024-08-05 |  | 2B | 2025-04-07 | [17 empty] | WSHOA059 |  |  |  | 0 |  |  |  | 1 | 1 | [8 empty] | 1 |  |  |  | 1 | 0 |  | 0 |  |  | 1 | [21 empty] | 0
4487233 | U MI CIT | LEVEL 9 | IDF 9-122C | 9-206 | TEAM ROOM | 9 |  | 3 |  |  | PHONE/WORKSTATION |  |  |  | WIRED SPARE |  |  |  | SPARE | [15 empty] | PAVILION CORE TEAM | 2024-09-19 |  | 2B | 2025-04-07 |  |  | Y | [14 empty] | WSPV0017 |  |  |  | 0 |  |  |  | 1 |  | 1 | [8 empty] | 1 |  |  | 1 | 0 |  | 0 |  |  | 1 | [21 empty] | 0 |  |  |  | 8811 | [7 empty] | New DID, CSS 40, no VM
7265779 | U MI CIT | LEVEL 4 | IDF 4-122C | 4-282 | CLINICAL WORKSTATION | 1 |  | 3 |  |  | PHONE/WORKSTATION |  |  |  | ANLG-RED PHONE |  |  |  | SPARE | [15 empty] | Pre-Op PACU 4 and 6 | 2024-08-06 | [5 empty] | Y | [14 empty] | DTPV0402 | WSIU3545 | DOWNTIME |  | 0 |  |  | 1 |  |  |  |  | 1 | [5 empty] | 2 |  |  |  | 1 | 0 |  | 0 | [24 empty] | 0 | 1 |  |  | 8811 |  |  |  | RED PHONE |  |  |  | New DID, CSS 40, No VM / RED PHONE, iPad charging, UCC charging
7265694 | U MI CIT | LEVEL 4 | IDF 4-122C | 4-282 | CLINICAL WORKSTATION | 3 |  | 3 |  |  | PHONE/WORKSTATION |  |  |  | PRINTER |  |  |  | SPARE | [15 empty] | Pre-Op PACU 4 and 6 | 2024-08-06 | [5 empty] | Y | [14 empty] | WSIU3546 |  | PRT-PAV0429 |  | 0 |  |  | 1 |  |  |  |  | 1 | [5 empty] | 2 |  |  |  | 1 | 0 |  | 0 | [11 empty] | 1 | [6 empty] | 1 | [5 empty] | 0 |  |  |  | 8811 | [7 empty] | New DID, CSS 40, No VM
7265882 | U MI CIT | LEVEL 4 | IDF 4-122C | 4-282 | CLINICAL WORKSTATION | 7 |  | 3 |  |  | PHONE/WORKSTATION |  |  |  | WIRED SPARE |  |  |  | SPARE | [15 empty] | Pre-Op PACU 4 and 6 | 2024-08-06 | [5 empty] | Y | [14 empty] | WSIU3553 |  |  |  | 0 |  |  |  | 1 |  | 1 | [7 empty] | 2 |  |  |  | 1 | 0 |  | 0 |  |  | 1 | [21 empty] | 0 |  |  |  | 8811 | [7 empty] | New DID, CSS 40, No VM LABEL PRINTER (ADD)
6572643 | U MI CIT | LEVEL 4 | IDF 4-304C | 4-314 | STERILE CORE | 19 |  | 3 |  |  | PHONE/WORKSTATION |  |  |  | WIRED SPARE |  |  |  | SPARE | [15 empty] | PERIOP SERVICES | 2024-08-06 | [5 empty] | Y | [14 empty] | WSOR0786 |  | PRT-PAV0441 |  | 0 |  |  | 1 |  |  |  |  | 1 | [5 empty] | 2 |  |  |  | 1 | 0 |  | 0 | [10 empty] | 1 | [13 empty] | 0 |  |  |  | 8811 | [7 empty] | New DID, CSS 40, no VM
4599965 | U MI CIT | LEVEL 6 | IDF 6-122C | 6-102 | OFFICE | 1 |  | 3 |  |  | PHONE/WORKSTATION |  |  |  | WIRED SPARE |  |  |  | SPARE | [15 empty] | PERIOP ADMIN | 2024-08-06 | [5 empty] | Y | [18 empty] | 0 |  |  | 1 | [7 empty] | 1 | 1 |  | 2 |  |  |  | 1 | 0 |  | 0 | [18 empty] | 1 | [5 empty] | 0 |  |  |  | 8811 | [7 empty] | New DID, CSS 40, VM Yes
4600193 | U MI CIT | LEVEL 6 | IDF 6-122C | 6-102 | OFFICE | 2 |  | 3 |  |  | PHONE/WORKSTATION |  |  |  | WIRED SPARE |  |  |  | SPARE | [15 empty] | PERIOP ADMIN | 2024-08-06 | [5 empty] | Y | [18 empty] | 0 |  |  | 1 | [7 empty] | 1 | 1 |  | 2 |  |  |  | 1 | 0 |  | 0 | [18 empty] | 1 | [5 empty] | 0 |  |  |  | 8811 | [7 empty] | New DID, CSS 40, VM Yes
4600332 | U MI CIT | LEVEL 6 | IDF 6-122C | 6-104 | OFFICE | 1 |  | 3 |  |  | PHONE/WORKSTATION |  |  |  | PRINTER |  |  |  | SPARE | [15 empty] | PERIOP ADMIN | 2024-08-06 | [5 empty] | Y | [16 empty] | PRT-PAV0606 |  | 0 |  |  | 1 | [7 empty] | 1 | 1 |  | 2 |  |  |  | 1 | 0 |  | 0 | [11 empty] | 1 | [6 empty] | 1 | [5 empty] | 0 |  |  |  | 8811 | [7 empty] | New DID, CSS 40, VM Yes
4600501 | U MI CIT | LEVEL 6 | IDF 6-122C | 6-104 | OFFICE | 2 |  | 3 |  |  | PHONE/WORKSTATION |  |  |  | WIRED SPARE |  |  |  | SPARE | [15 empty] | PERIOP ADMIN | 2024-08-06 | [5 empty] | Y | [18 empty] | 0 |  |  | 1 | [7 empty] | 1 | 1 |  | 2 |  |  |  | 1 | 0 |  | 0 | [18 empty] | 1 | [5 empty] | 0 |  |  |  | 8811 | [7 empty] | New DID, CSS 40, VM Yes
4600995 | U MI CIT | LEVEL 6 | IDF 6-122C | 6-106 | OFFICE | 1 |  | 3 |  |  | PHONE/WORKSTATION |  |  |  | WIRED SPARE |  |  |  | SPARE | [15 empty] | PERIOP ADMIN | 2024-08-06 | [5 empty] | Y | [18 empty] | 0 |  |  | 1 | [7 empty] | 1 | 1 |  | 2 |  |  |  | 1 | 0 |  | 0 | [18 empty] | 1 | [5 empty] | 0 |  |  |  | 8811 | [7 empty] | New DID, CSS 40, VM Yes
4600726 | U MI CIT | LEVEL 6 | IDF 6-122C | 6-106 | OFFICE | 2 |  | 3 |  |  | WIRED SPARE |  |  |  | WIRED SPARE |  |  |  | WIRED SPARE | [15 empty] | PERIOP ADMIN | 2024-08-06 | [24 empty] | 0 | [18 empty] | 0 |  | 0 | [24 empty] | 0
4601078 | U MI CIT | LEVEL 6 | IDF 6-122C | 6-120A | WRK | 1 |  | 3 |  |  | WORKSTATION |  |  |  | WIRED SPARE |  |  |  | SPARE | [15 empty] | PERIOP ADMIN | 2024-08-06 | [24 empty] | 0 |  |  |  | 1 |  | 1 | [8 empty] | 1 |  |  | 1 | 0 |  | 0 |  |  | 1 | [21 empty] | 0
5460555 | U MI CIT | LEVEL 6 | IDF 6-122C | 6-201 | SURGICAL TOUCHDOWN | 1 |  | 3 |  |  | PHONE/WORKSTATION |  |  |  | WORKSTATION |  |  |  | SPARE | [15 empty] | PERIOP ADMIN | 2024-08-06 | [5 empty] | Y | [18 empty] | 0 |  |  |  | 2 |  | 2 | [8 empty] | 2 |  |  | 2 | 0 |  | 0 |  |  | 2 | [21 empty] | 0 |  |  |  | 8811 | [7 empty] | New DID, CSS 40, no VM
4725357 | U MI CIT | LEVEL 6 | IDF 6-238C | 6-207 | CORE DESK | 1 |  | 3 |  |  | PHONE/WORKSTATION |  |  |  | WIRED SPARE |  |  |  | SPARE | [15 empty] | PERIOP ADMIN | 2024-08-06 | [5 empty] | Y | [18 empty] | 0 | [18 empty] | 0 |  | 0 | [24 empty] | 0 |  |  |  | 8811 | [7 empty] | New DID, CSS 40, no VM
4725337 | U MI CIT | LEVEL 6 | IDF 6-238C | 6-207 | CORE DESK | 2 |  | 3 |  |  | WORKSTATION |  |  |  | WIRED SPARE |  |  |  | SPARE | [15 empty] | PERIOP ADMIN | 2024-08-06 | [24 empty] | 0 | [18 empty] | 0 |  | 0 | [24 empty] | 0
6961936 | U MI CIT | LEVEL 4 | IDF 4-304C | 4-344 | OPERATING ROOM | 28 |  | AS |  |  | PHONE |  |  |  | WIRED SPARE |  |  |  | WORKSTATION | [7 empty] | PHYSIO MONITOR | [7 empty] | OR | 2024-08-07 | OR 16 |  |  |  |  | Y |  |  |  |  | CANVAS | [7 empty] | 1 | anest. boom flush mount for micro cpu, 24-inch Dell monitor, 24-inch ELO monitor, wireless BCMA scanner, keyboard and mouse |  |  |  |  | 0 |  |  |  | 1 |  |  | 1 | [6 empty] | 1 |  | 1 |  |  | 0 | 1 | 0 |  | 1 | 1 | [21 empty] | 0 | [8 empty] | ANLG-CPE |  |  | New shared DID in OR, CSS 40,no VM (ANES)
4446640 | U MI CIT | LEVEL 6 | IDF 6-304C | 6-306-1 | OR FRONT DESK-1 | 4 |  | 3 |  |  | PHONE/WORKSTATION |  |  |  | WIRED SPARE |  |  |  | SPARE | [15 empty] | PERIOP | 2024-08-06 | [5 empty] | Y | [14 empty] | DTPV0600 |  | DOWNTIME |  | 0 |  |  | 1 |  |  |  |  | 1 | [5 empty] | 2 |  |  |  | 1 | 0 |  | 0 | [24 empty] | 0 | 1 |  |  | 8811 | [7 empty] | New DID, CSS 40, no VM- OR CPUG D
4446660 | U MI CIT | LEVEL 6 | IDF 6-304C | 6-306-1 | OR FRONT DESK-1 | 5 |  | 3 |  |  | PHONE/WORKSTATION |  |  |  | LABEL PRINTER |  |  |  | SPARE | [15 empty] | PERIOP | 2024-08-06 | [5 empty] | Y | [16 empty] | PRT-PAV0626 |  | 0 |  |  | 1 |  |  |  |  | 1 | [5 empty] | 2 |  |  |  | 1 | 0 |  | 0 | [21 empty] | 1 |  |  | 0 |  |  |  | 8811 | [7 empty] | New DID, CSS 40, no VM- OR CPUG D
4446600 | U MI CIT | LEVEL 6 | IDF 6-304C | 6-306-1 | OR FRONT DESK-1 | 6 |  | 3 |  |  | PHONE/WORKSTATION |  |  |  | WIRED SPARE |  |  |  | SPARE | [15 empty] | PERIOP | 2024-08-06 | [5 empty] | Y | [18 empty] | 0 |  |  | 1 |  |  |  |  | 1 | [5 empty] | 2 |  |  |  | 1 | 0 |  | 0 | [24 empty] | 0 |  |  |  | 8811 | [7 empty] | New DID, CSS 40, no VM- OR CPUG D
4446814 | U MI CIT | LEVEL 6 | IDF 6-304C | 6-306-2 | OR FRONT DESK-2 | 1 |  | 3 |  |  | PRINTER |  |  |  | WIRED SPARE |  |  |  | SPARE | [15 empty] | PERIOP | 2024-08-06 | [22 empty] | PRT-PAV0610 |  | 0 | [18 empty] | 0 |  | 0 | [12 empty] | 1 | [5 empty] | 3 | 1 |  |  |  |  | 0
4446776 | U MI CIT | LEVEL 6 | IDF 6-304C | 6-306-2 | OR FRONT DESK-2 | 2 |  | 3 |  |  | PHONE/WORKSTATION |  |  |  | WIRED SPARE |  |  |  | SPARE | [15 empty] | PERIOP | 2024-08-06 | [5 empty] | Y | [18 empty] | 0 |  |  | 1 |  |  |  |  | 1 | [5 empty] | 2 |  |  |  | 1 | 0 |  | 0 | [24 empty] | 0 |  |  |  | 8811 | [7 empty] | New DID, CSS 40, no VM- OR CPUG C
4446706 | U MI CIT | LEVEL 6 | IDF 6-304C | 6-306-2 | OR FRONT DESK-2 | 3 |  | 3 |  |  | PHONE/WORKSTATION |  |  |  | WIRED SPARE |  |  |  | SPARE | [15 empty] | PERIOP | 2024-08-06 | [5 empty] | Y | [18 empty] | 0 |  |  | 1 |  |  |  |  | 1 | [5 empty] | 2 |  |  |  | 1 | 0 |  | 0 | [24 empty] | 0 |  |  |  | 8811 | [7 empty] | New DID, CSS 40, no VM- OR CPUG C
4446620 | U MI CIT | LEVEL 6 | IDF 6-304C | 6-306-2 | OR FRONT DESK-2 | 4 |  | 3 |  |  | PHONE/WORKSTATION |  |  |  | WIRED SPARE |  |  |  | SPARE | [15 empty] | PERIOP | 2024-08-06 | [5 empty] | Y | [18 empty] | 0 |  |  | 1 |  |  |  |  | 1 | [5 empty] | 2 |  |  |  | 1 | 0 |  | 0 | [24 empty] | 0 |  |  |  | 8811 | [7 empty] | New DID, CSS 40, no VM- OR CPUG C
4725603 | U MI CIT | LEVEL 6 | IDF 6-238C | 6-314 | STERILE CORE | 1 |  | 3 |  |  | PHONE/WORKSTATION |  |  |  | WIRED SPARE |  |  |  | SPARE | [15 empty] | PERIOP ADMIN | 2024-08-06 | [5 empty] | Y | [14 empty] | WSOR0810 |  | PRT-PAV0603 |  | 0 |  |  | 1 |  |  |  |  | 1 | [5 empty] | 2 |  |  |  | 1 | 0 |  | 0 | [10 empty] | 1 | [13 empty] | 0 |  |  |  | 8811 | [7 empty] | New DID, CSS 40, no VM
4448851 | U MI CIT | LEVEL 6 | IDF 6-238C | 6-326 | NURSING SERVICE LEADS | 1 |  | 3 |  |  | PHONE/WORKSTATION |  |  |  | WIRED SPARE |  |  |  | SPARE | [15 empty] | PERIOP | 2024-08-06 | [5 empty] | Y | [18 empty] | 0 |  |  | 1 |  |  |  |  | 1 | [5 empty] | 2 |  |  |  | 1 | 0 |  | 0 | [18 empty] | 4 | [5 empty] | 0 |  |  |  | 8811 | [7 empty] | New DID, CSS 40, VM Yes
4448815 | U MI CIT | LEVEL 6 | IDF 6-238C | 6-326 | NURSING SERVICE LEADS | 2 |  | 3 |  |  | PHONE/WORKSTATION |  |  |  | WIRED SPARE |  |  |  | SPARE | [15 empty] | PERIOP | 2024-08-06 | [5 empty] | Y | [18 empty] | 0 |  |  | 1 |  |  |  |  | 1 | [5 empty] | 2 |  |  |  | 1 | 0 |  | 0 | [24 empty] | 0 |  |  |  | 8811 | [7 empty] | New DID, CSS 40, VM Yes
4448651 | U MI CIT | LEVEL 6 | IDF 6-238C | 6-326 | NURSING SERVICE LEADS | 4 |  | 3 |  |  | PHONE/WORKSTATION |  |  |  | WIRED SPARE |  |  |  | SPARE | [15 empty] | PERIOP | 2024-08-06 | [5 empty] | Y | [18 empty] | 0 |  |  | 1 |  |  |  |  | 1 | [5 empty] | 2 |  |  |  | 1 | 0 |  | 0 | [24 empty] | 0 |  |  |  | 8811 | [7 empty] | New DID, CSS 40, VM Yes
4449029 | U MI CIT | LEVEL 6 | IDF 6-238C | 6-326 | NURSING SERVICE LEADS | 6 |  | 3 |  |  | PHONE/WORKSTATION |  |  |  | WIRED SPARE |  |  |  | SPARE | [15 empty] | PERIOP | 2024-08-06 | [5 empty] | Y | [18 empty] | 0 |  |  | 1 |  |  |  |  | 1 | [5 empty] | 2 |  |  |  | 1 | 0 |  | 0 | [24 empty] | 0 |  |  |  | 8811 | [7 empty] | New DID, CSS 40, VM Yes
8639662 | U MI CIT | LEVEL 4 | IDF 4-238C | 4-001A | CONSULT (Compass Station) | 2 |  | AV |  |  | WORKSTATION |  |  |  | WIRED SPARE | [19 empty] | PERIOP SERVICES | 2024-08-07 | [20 empty] | WSPV0234 |  |  |  | 0 |  |  |  | 1 |  |  |  | 1 | [6 empty] | 1 |  |  | 1 | 0 |  | 0 |  |  | 1 | [21 empty] | 0
8639714 | U MI CIT | LEVEL 4 | IDF 4-238C | 4-001B | CONSULT (Compass Station) | 2 |  | AV |  |  | WORKSTATION |  |  |  | WIRED SPARE | [19 empty] | PERIOP SERVICES | 2024-08-07 | [20 empty] | WSPV0235 |  |  |  | 0 |  |  |  | 1 |  |  |  | 1 | [6 empty] | 1 |  |  | 1 | 0 |  | 0 |  |  | 1 | [21 empty] | 0
8639734 | U MI CIT | LEVEL 4 | IDF 4-238C | 4-001D | CONSULT (Compass Station) | 2 |  | AV |  |  | WORKSTATION |  |  |  | WIRED SPARE | [19 empty] | PERIOP SERVICES | 2024-08-07 | [20 empty] | WSPV0236 |  |  |  | 0 |  |  |  | 1 |  |  |  | 1 | [6 empty] | 1 |  |  | 1 | 0 |  | 0 |  |  | 1 | [21 empty] | 0
7013174 | U MI CIT | LEVEL 4 | IDF 4-238C | 4-010A | RECEPTION | 2 |  | 0 |  |  | FUTURE | [23 empty] | OR | 2024-08-07 | [24 empty] | 0 | [18 empty] | 0 |  | 0 | [24 empty] | 0
7015363 | U MI CIT | LEVEL 4 | IDF 4-122C | 4-101A | WORKSTATION | 2 |  | 0 |  |  | FUTURE | [23 empty] | OR | 2024-08-07 | [24 empty] | 0 | [18 empty] | 0 |  | 0 | [24 empty] | 0
4697474 | U MI CIT | LEVEL 4 | IDF 4-122C | 4-101A | WORKSTATION, CHARGE NURSE | 3 |  | 3 |  |  | PHONE/WORKSTATION |  |  |  | PRINTER |  |  |  | LABEL PRINTER | [15 empty] | OR | 2024-08-07 | [5 empty] | Y | [14 empty] | wsor0804 |  | prt-pav0443 | prt-pav0424 | 0 |  |  | 1 |  |  |  |  | 1 | [5 empty] | 2 |  |  |  | 1 | 0 |  | 0 | [18 empty] | 1 |  |  | 1 |  |  | 0 | [11 empty] | 9/26 not reviewed
4691204 | U MI CIT | LEVEL 4 | IDF 4-122C | 4-104 | EQUIPMENT STORAGE | 1 |  | 3 |  |  | MEDICAL EQUIPMENT-MOBILE |  |  |  | MEDICAL EQUIPMENT-MOBILE |  |  |  | SPARE | [15 empty] | OR | 2024-08-07 | [24 empty] | 0 | [18 empty] | 0 |  | 0 | [24 empty] | 0
6669473 | U MI CIT | LEVEL 4 | IDF 4-122C | 4-104 | EQUIPMENT STORAGE | 2 |  | 3 |  |  | MEDICAL EQUIPMENT-MOBILE |  |  |  | MEDICAL EQUIPMENT-MOBILE |  |  |  | SPARE | [15 empty] | OR | 2024-08-07 | [24 empty] | 0 | [18 empty] | 0 |  | 0 | [24 empty] | 0
4692108 | U MI CIT | LEVEL 4 | IDF 4-122C | 4-104 | EQUIPMENT STORAGE | 3 |  | 3 |  |  | MEDICAL EQUIPMENT-MOBILE |  |  |  | MEDICAL EQUIPMENT-MOBILE |  |  |  | SPARE | [15 empty] | OR | 2024-08-07 | [24 empty] | 0 | [18 empty] | 0 |  | 0 | [24 empty] | 0
4692526 | U MI CIT | LEVEL 4 | IDF 4-122C | 4-104 | EQUIPMENT STORAGE | 4 |  | 3 |  |  | MEDICAL EQUIPMENT-MOBILE |  |  |  | MEDICAL EQUIPMENT-MOBILE |  |  |  | SPARE | [15 empty] | OR | 2024-08-07 | [24 empty] | 0 | [18 empty] | 0 |  | 0 | [24 empty] | 0
6987621 | U MI CIT | LEVEL 4 | IDF 4-122C | 4-120B | ALC ARREST CART | 1 |  | 3 |  |  | MEDICAL EQUIPMENT-MOBILE |  |  |  | WIRED SPARE |  |  |  | SPARE | [15 empty] | OR | 2024-08-07 | [24 empty] | 0 | [18 empty] | 0 |  | 0 | [24 empty] | 0
6987629 | U MI CIT | LEVEL 4 | IDF 4-122C | 4-120D | ALC AIRWAY/ANESTH. CART | 1 |  | 3 |  |  | MEDICAL EQUIPMENT-MOBILE |  |  |  | WIRED SPARE |  |  |  | SPARE | [15 empty] | OR | 2024-08-07 | [24 empty] | 0 | [18 empty] | 0 |  | 0 | [24 empty] | 0
6987637 | U MI CIT | LEVEL 4 | IDF 4-122C | 4-120D | ALC AIRWAY/ANESTH. CART | 2 |  | 3 |  |  | WIRED SPARE |  |  |  | WIRED SPARE |  |  |  | WIRED SPARE | [15 empty] | OR | 2024-08-07 | [24 empty] | 0 | [18 empty] | 0 |  | 0 | [24 empty] | 0
6618196 | U MI CIT | LEVEL 4 | IDF 4-122C | 4-206 | NOURISHMENT, CLINICAL | 1 |  | 1 |  |  | MEDICAL EQUIPMENT-MOBILE | [23 empty] | OR | 2024-08-07 | [24 empty] | 0 | [18 empty] | 0 |  | 0 | [24 empty] | 0
7462419 | U MI CIT | LEVEL 4 | IDF 4-122C | 4-220A | ALCOVE | 1 |  | 3 |  |  | MEDICAL EQUIPMENT-MOBILE |  |  |  | WIRED SPARE |  |  |  | SPARE | [15 empty] | OR | 2024-08-07 | [24 empty] | 0 | [18 empty] | 0 |  | 0 | [24 empty] | 0
6987709 | U MI CIT | LEVEL 4 | IDF 4-122C | 4-225A | ALCOVE, IMAGING | 1 |  | 3 |  |  | MEDICAL EQUIPMENT-MOBILE |  |  |  | WIRED SPARE |  |  |  | SPARE | [15 empty] | OR | 2024-08-07 | [24 empty] | 0 | [18 empty] | 0 |  | 0 | [24 empty] | 0
6618139 | U MI CIT | LEVEL 4 | IDF 4-122C | 4-230B | NOURISHMENT, CLINICAL | 1 |  | 1 |  |  | MEDICAL EQUIPMENT-MOBILE | [23 empty] | OR | 2024-08-07 | Preop/PACU 4-19 | [23 empty] | 0 | [18 empty] | 0 |  | 0 | [24 empty] | 0
6987701 | U MI CIT | LEVEL 4 | IDF 4-122C | 4-240A | LAB COAT ALC | 1 |  | 3 |  |  | WIRED SPARE |  |  |  | WIRED SPARE |  |  |  | WIRED SPARE | [15 empty] | OR | 2024-08-07 | [24 empty] | 0 | [18 empty] | 0 |  | 0 | [24 empty] | 0
7462877 | U MI CIT | LEVEL 4 | IDF 4-122C | 4-272 | EQUIPMENT STORAGE | 1 |  | 3 |  |  | MEDICAL EQUIPMENT-MOBILE |  |  |  | MEDICAL EQUIPMENT-MOBILE |  |  |  | MEDICAL EQUIPMENT-MOBILE | [15 empty] | OR | 2024-08-07 | [24 empty] | 0 | [18 empty] | 0 |  | 0 | [24 empty] | 0
7462897 | U MI CIT | LEVEL 4 | IDF 4-122C | 4-272 | EQUIPMENT STORAGE | 2 |  | 3 |  |  | MEDICAL EQUIPMENT-MOBILE |  |  |  | MEDICAL EQUIPMENT-MOBILE |  |  |  | MEDICAL EQUIPMENT-MOBILE | [15 empty] | OR | 2024-08-07 | [24 empty] | 0 | [18 empty] | 0 |  | 0 | [24 empty] | 0
7462857 | U MI CIT | LEVEL 4 | IDF 4-122C | 4-272 | EQUIPMENT STORAGE | 3 |  | 3 |  |  | MEDICAL EQUIPMENT-MOBILE |  |  |  | MEDICAL EQUIPMENT-MOBILE |  |  |  | MEDICAL EQUIPMENT-MOBILE | [15 empty] | OR | 2024-08-07 | [24 empty] | 0 | [18 empty] | 0 |  | 0 | [24 empty] | 0
7462728 | U MI CIT | LEVEL 4 | IDF 4-122C | 4-272 | EQUIPMENT STORAGE | 4 |  | 3 |  |  | MEDICAL EQUIPMENT-MOBILE |  |  |  | MEDICAL EQUIPMENT-MOBILE |  |  |  | MEDICAL EQUIPMENT-MOBILE | [15 empty] | OR | 2024-08-07 | [24 empty] | 0 | [18 empty] | 0 |  | 0 | [24 empty] | 0
4709224 | U MI CIT | LEVEL 4 | IDF 4-122C | 4-301 | ANESTHESIA WORKROOM | 1 |  | 3 |  |  | MEDICAL EQUIPMENT-MOBILE |  |  |  | WIRED SPARE |  |  |  | SPARE | [15 empty] | OR | 2024-08-07 | [24 empty] | 0 | [18 empty] | 0 |  | 0 | [16 empty] | 2 | [7 empty] | 0
4709296 | U MI CIT | LEVEL 4 | IDF 4-122C | 4-301 | ANESTHESIA WORKROOM | 2 |  | 3 |  |  | MEDICAL EQUIPMENT-MOBILE |  |  |  | WIRED SPARE |  |  |  | SPARE | [15 empty] | OR | 2024-08-07 | [24 empty] | 0 | [18 empty] | 0 |  | 0 | [24 empty] | 0
4709407 | U MI CIT | LEVEL 4 | IDF 4-122C | 4-301 | ANESTHESIA WORKROOM | 3 |  | 3 |  |  | MEDICAL EQUIPMENT-MOBILE |  |  |  | WIRED SPARE |  |  |  | SPARE | [15 empty] | OR | 2024-08-07 | [24 empty] | 0 | [18 empty] | 0 |  | 0 | [24 empty] | 0
6671876 | U MI CIT | LEVEL 4 | IDF 4-122C | 4-301 | ANESTHESIA WORKROOM | 5 |  | 3 |  |  | MEDICAL EQUIPMENT-MOBILE |  |  |  | WIRED SPARE |  |  |  | SPARE | [15 empty] | OR | 2024-08-07 | [24 empty] | 0 | [18 empty] | 0 |  | 0 | [24 empty] | 0
4709114 | U MI CIT | LEVEL 4 | IDF 4-122C | 4-301 | ANESTHESIA WORKROOM | 6 |  | 3 |  |  | MEDICAL EQUIPMENT-MOBILE |  |  |  | WIRED SPARE |  |  |  | SPARE | [15 empty] | OR | 2024-08-07 | [24 empty] | 0 | [18 empty] | 0 |  | 0 | [24 empty] | 0
4709078 | U MI CIT | LEVEL 4 | IDF 4-122C | 4-301 | ANESTHESIA WORKROOM | 7 |  | 3 |  |  | MEDICAL EQUIPMENT-MOBILE |  |  |  | WIRED SPARE |  |  |  | SPARE | [15 empty] | OR | 2024-08-07 | [24 empty] | 0 | [18 empty] | 0 |  | 0 | [24 empty] | 0
4709042 | U MI CIT | LEVEL 4 | IDF 4-122C | 4-301 | ANESTHESIA WORKROOM | 8 |  | 3 |  |  | MEDICAL EQUIPMENT-MOBILE |  |  |  | WIRED SPARE |  |  |  | SPARE | [15 empty] | OR | 2024-08-07 | [24 empty] | 0 | [18 empty] | 0 |  | 0 | [24 empty] | 0
4708998 | U MI CIT | LEVEL 4 | IDF 4-122C | 4-301 | ANESTHESIA WORKROOM | 9 |  | 3 |  |  | MEDICAL EQUIPMENT-MOBILE |  |  |  | WIRED SPARE |  |  |  | SPARE | [15 empty] | OR | 2024-08-07 | [24 empty] | 0 | [18 empty] | 0 |  | 0 | [24 empty] | 0
4708458 | U MI CIT | LEVEL 4 | IDF 4-122C | 4-301 | ANESTHESIA WORKROOM | 10 |  | AS | [6 empty] | WIRED SPARE |  |  |  | WORKSTATION | [7 empty] | PHYSIO MONITOR | [7 empty] | OR | 2024-08-07 | [24 empty] | 0 |  |  |  | 1 |  | 1 | [8 empty] | 1 |  |  | 1 | 0 |  | 0 |  |  | 1 | [21 empty] | 0
4708486 | U MI CIT | LEVEL 4 | IDF 4-122C | 4-301 | ANESTHESIA WORKROOM | 13 |  | AS | [6 empty] | WIRED SPARE |  |  |  | WORKSTATION | [7 empty] | PHYSIO MONITOR | [7 empty] | OR | 2024-08-07 | [24 empty] | 0 |  |  |  | 1 |  | 1 | [8 empty] | 1 |  |  | 1 | 0 |  | 0 |  |  | 1 | [21 empty] | 0
6653186 | U MI CIT | LEVEL 4 | IDF 4-304C | 4-313 | EQUIPMENT STORAGE | 1 |  | 3 |  |  | MEDICAL EQUIPMENT-MOBILE |  |  |  | MEDICAL EQUIPMENT-MOBILE |  |  |  | MEDICAL EQUIPMENT-MOBILE | [15 empty] | OR | 2024-08-07 | [24 empty] | 0 | [18 empty] | 0 |  | 0 | [24 empty] | 0
6652881 | U MI CIT | LEVEL 4 | IDF 4-304C | 4-313 | EQUIPMENT STORAGE | 2 |  | 3 |  |  | MEDICAL EQUIPMENT-MOBILE |  |  |  | MEDICAL EQUIPMENT-MOBILE |  |  |  | MEDICAL EQUIPMENT-MOBILE | [15 empty] | OR | 2024-08-07 | [24 empty] | 0 | [18 empty] | 0 |  | 0 | [24 empty] | 0
6652803 | U MI CIT | LEVEL 4 | IDF 4-304C | 4-313 | EQUIPMENT STORAGE | 3 |  | 3 |  |  | MEDICAL EQUIPMENT-MOBILE |  |  |  | MEDICAL EQUIPMENT-MOBILE |  |  |  | MEDICAL EQUIPMENT-MOBILE | [15 empty] | OR | 2024-08-07 | [24 empty] | 0 | [18 empty] | 0 |  | 0 | [24 empty] | 0
6652895 | U MI CIT | LEVEL 4 | IDF 4-304C | 4-313 | EQUIPMENT STORAGE | 4 |  | 3 |  |  | MEDICAL EQUIPMENT-MOBILE |  |  |  | MEDICAL EQUIPMENT-MOBILE |  |  |  | MEDICAL EQUIPMENT-MOBILE | [15 empty] | OR | 2024-08-07 | [24 empty] | 0 | [18 empty] | 0 |  | 0 | [24 empty] | 0
6652909 | U MI CIT | LEVEL 4 | IDF 4-304C | 4-313 | EQUIPMENT STORAGE | 5 |  | 3 |  |  | MEDICAL EQUIPMENT-MOBILE |  |  |  | MEDICAL EQUIPMENT-MOBILE |  |  |  | MEDICAL EQUIPMENT-MOBILE | [15 empty] | OR | 2024-08-07 | [24 empty] | 0 | [18 empty] | 0 |  | 0 | [24 empty] | 0
6653070 | U MI CIT | LEVEL 4 | IDF 4-304C | 4-313 | EQUIPMENT STORAGE | 6 |  | 3 |  |  | MEDICAL EQUIPMENT-MOBILE |  |  |  | MEDICAL EQUIPMENT-MOBILE |  |  |  | MEDICAL EQUIPMENT-MOBILE | [15 empty] | OR | 2024-08-07 | [24 empty] | 0 | [18 empty] | 0 |  | 0 | [24 empty] | 0
6653022 | U MI CIT | LEVEL 4 | IDF 4-304C | 4-313 | EQUIPMENT STORAGE | 7 |  | 3 |  |  | MEDICAL EQUIPMENT-MOBILE |  |  |  | MEDICAL EQUIPMENT-MOBILE |  |  |  | MEDICAL EQUIPMENT-MOBILE | [15 empty] | OR | 2024-08-07 | [24 empty] | 0 | [18 empty] | 0 |  | 0 | [24 empty] | 0
6573055 | U MI CIT | LEVEL 4 | IDF 4-238C | 4-314 | STERILE CORE | 1 |  | 3 |  |  | MEDICAL EQUIPMENT-MOBILE |  |  |  | WIRED SPARE |  |  |  | SPARE | [15 empty] | PERIOP SERVICES | 2024-08-07 | [24 empty] | 0 | [18 empty] | 0 |  | 0 | [24 empty] | 0
8638806 | U MI CIT | LEVEL 4 | IDF 4-238C | 4-314 | STERILE CORE | 2 |  | 3 |  |  | MEDICAL EQUIPMENT-FIXED |  |  |  | WIRED SPARE |  |  |  | SPARE | [15 empty] | PERIOP SERVICES | 2024-08-07 | [24 empty] | 0 | [18 empty] | 0 |  | 0 | [24 empty] | 0
6573041 | U MI CIT | LEVEL 4 | IDF 4-238C | 4-314 | STERILE CORE | 3 |  | 3 |  |  | MEDICAL EQUIPMENT-MOBILE |  |  |  | WIRED SPARE |  |  |  | SPARE | [15 empty] | PERIOP SERVICES | 2024-08-07 | [24 empty] | 0 | [18 empty] | 0 |  | 0 | [24 empty] | 0
6573027 | U MI CIT | LEVEL 4 | IDF 4-238C | 4-314 | STERILE CORE | 4 |  | 3 |  |  | MEDICAL EQUIPMENT-MOBILE |  |  |  | WIRED SPARE |  |  |  | SPARE | [15 empty] | PERIOP SERVICES | 2024-08-07 | [24 empty] | 0 | [18 empty] | 0 |  | 0 | [24 empty] | 0
6572991 | U MI CIT | LEVEL 4 | IDF 4-238C | 4-314 | STERILE CORE | 5 |  | 3 |  |  | MEDICAL EQUIPMENT-MOBILE |  |  |  | WIRED SPARE |  |  |  | SPARE | [15 empty] | PERIOP SERVICES | 2024-08-07 | [24 empty] | 0 | [18 empty] | 0 |  | 0 | [24 empty] | 0
6572977 | U MI CIT | LEVEL 4 | IDF 4-238C | 4-314 | STERILE CORE | 6 |  | 3 |  |  | MEDICAL EQUIPMENT-MOBILE |  |  |  | WIRED SPARE |  |  |  | SPARE | [15 empty] | PERIOP SERVICES | 2024-08-07 | [24 empty] | 0 | [18 empty] | 0 |  | 0 | [24 empty] | 0
8684605 | U MI CIT | LEVEL 4 | IDF 4-238C | 4-314 | STERILE CORE | 7 |  | 3 |  |  | MEDICAL EQUIPMENT-MOBILE |  |  |  | WIRED SPARE |  |  |  | SPARE | [15 empty] | PERIOP SERVICES | 2024-08-07 | [24 empty] | 0 | [18 empty] | 0 |  | 0 | [24 empty] | 0
8684671 | U MI CIT | LEVEL 4 | IDF 4-238C | 4-314 | STERILE CORE | 8 |  | 3 |  |  | MEDICAL EQUIPMENT-MOBILE |  |  |  | WIRED SPARE |  |  |  | SPARE | [15 empty] | PERIOP SERVICES | 2024-08-07 | [24 empty] | 0 | [18 empty] | 0 |  | 0 | [24 empty] | 0
6573457 | U MI CIT | LEVEL 4 | IDF 4-238C | 4-314 | STERILE CORE | 9 |  | 3 |  |  | MEDICAL EQUIPMENT-MOBILE |  |  |  | WIRED SPARE |  |  |  | SPARE | [15 empty] | PERIOP SERVICES | 2024-08-07 | [24 empty] | 0 | [18 empty] | 0 |  | 0 | [24 empty] | 0
8684715 | U MI CIT | LEVEL 4 | IDF 4-238C | 4-314 | STERILE CORE | 10 |  | 3 |  |  | MEDICAL EQUIPMENT-MOBILE |  |  |  | WIRED SPARE |  |  |  | SPARE | [15 empty] | PERIOP SERVICES | 2024-08-07 | [24 empty] | 0 | [18 empty] | 0 |  | 0 | [24 empty] | 0
6572892 | U MI CIT | LEVEL 4 | IDF 4-238C | 4-314 | STERILE CORE | 11 |  | 3 |  |  | MEDICAL EQUIPMENT-MOBILE |  |  |  | WIRED SPARE |  |  |  | SPARE | [15 empty] | PERIOP SERVICES | 2024-08-07 | [24 empty] | 0 | [18 empty] | 0 |  | 0 | [24 empty] | 0
8684771 | U MI CIT | LEVEL 4 | IDF 4-238C | 4-314 | STERILE CORE | 12 |  | 3 |  |  | MEDICAL EQUIPMENT-MOBILE |  |  |  | WIRED SPARE |  |  |  | SPARE | [15 empty] | PERIOP SERVICES | 2024-08-07 | [24 empty] | 0 | [18 empty] | 0 |  | 0 | [24 empty] | 0
8684823 | U MI CIT | LEVEL 4 | IDF 4-238C | 4-314 | STERILE CORE | 14 |  | 3 |  |  | MEDICAL EQUIPMENT-MOBILE |  |  |  | WIRED SPARE |  |  |  | SPARE | [15 empty] | PERIOP SERVICES | 2024-08-07 | [24 empty] | 0 | [18 empty] | 0 |  | 0 | [24 empty] | 0
6572876 | U MI CIT | LEVEL 4 | IDF 4-238C | 4-314 | STERILE CORE | 15 |  | 3 |  |  | MEDICAL EQUIPMENT-MOBILE |  |  |  | WIRED SPARE |  |  |  | SPARE | [15 empty] | PERIOP SERVICES | 2024-08-07 | [24 empty] | 0 | [18 empty] | 0 |  | 0 | [24 empty] | 0
8684885 | U MI CIT | LEVEL 4 | IDF 4-238C | 4-314 | STERILE CORE | 16 |  | 3 |  |  | MEDICAL EQUIPMENT-MOBILE |  |  |  | WIRED SPARE |  |  |  | SPARE | [15 empty] | PERIOP SERVICES | 2024-08-07 | [24 empty] | 0 | [18 empty] | 0 |  | 0 | [24 empty] | 0
6573476 | U MI CIT | LEVEL 4 | IDF 4-304C | 4-314 | STERILE CORE | 17 |  | 3 |  |  | MEDICAL EQUIPMENT-MOBILE |  |  |  | WIRED SPARE |  |  |  | SPARE | [15 empty] | PERIOP SERVICES | 2024-08-07 | [24 empty] | 0 | [18 empty] | 0 |  | 0 | [24 empty] | 0 | [11 empty] | Xerox B410 for 7,000 per month
8684937 | U MI CIT | LEVEL 4 | IDF 4-238C | 4-314 | STERILE CORE | 18 |  | 3 |  |  | MEDICAL EQUIPMENT-MOBILE |  |  |  | WIRED SPARE |  |  |  | SPARE | [15 empty] | PERIOP SERVICES | 2024-08-07 | [24 empty] | 0 | [18 empty] | 0 |  | 0 | [24 empty] | 0
6572834 | U MI CIT | LEVEL 4 | IDF 4-304C | 4-314 | STERILE CORE | 20 |  | 3 |  |  | MEDICAL EQUIPMENT-MOBILE |  |  |  | WIRED SPARE |  |  |  | SPARE | [15 empty] | PERIOP SERVICES | 2024-08-07 | [24 empty] | 0 | [18 empty] | 0 |  | 0 | [24 empty] | 0
6572848 | U MI CIT | LEVEL 4 | IDF 4-304C | 4-314 | STERILE CORE | 21 |  | 3 |  |  | MEDICAL EQUIPMENT-MOBILE |  |  |  | WIRED SPARE |  |  |  | SPARE | [15 empty] | PERIOP SERVICES | 2024-08-07 | [24 empty] | 0 | [18 empty] | 0 |  | 0 | [24 empty] | 0
6572862 | U MI CIT | LEVEL 4 | IDF 4-304C | 4-314 | STERILE CORE | 22 |  | 3 |  |  | MEDICAL EQUIPMENT-MOBILE |  |  |  | WIRED SPARE |  |  |  | SPARE | [15 empty] | PERIOP SERVICES | 2024-08-07 | [24 empty] | 0 | [18 empty] | 0 |  | 0 | [24 empty] | 0
6572935 | U MI CIT | LEVEL 4 | IDF 4-304C | 4-314 | STERILE CORE | 23 |  | 3 |  |  | MEDICAL EQUIPMENT-MOBILE |  |  |  | WIRED SPARE |  |  |  | SPARE | [15 empty] | PERIOP SERVICES | 2024-08-07 | [24 empty] | 0 | [18 empty] | 0 |  | 0 | [24 empty] | 0
6572949 | U MI CIT | LEVEL 4 | IDF 4-304C | 4-314 | STERILE CORE | 24 |  | 3 |  |  | MEDICAL EQUIPMENT-MOBILE |  |  |  | WIRED SPARE |  |  |  | SPARE | [15 empty] | PERIOP SERVICES | 2024-08-07 | [24 empty] | 0 | [18 empty] | 0 |  | 0 | [24 empty] | 0
6573099 | U MI CIT | LEVEL 4 | IDF 4-304C | 4-314 | STERILE CORE | 25 |  | 3 |  |  | MEDICAL EQUIPMENT-MOBILE |  |  |  | WIRED SPARE |  |  |  | SPARE | [15 empty] | PERIOP SERVICES | 2024-08-07 | [24 empty] | 0 | [18 empty] | 0 |  | 0 | [24 empty] | 0
6573113 | U MI CIT | LEVEL 4 | IDF 4-304C | 4-314 | STERILE CORE | 26 |  | 3 |  |  | MEDICAL EQUIPMENT-MOBILE |  |  |  | WIRED SPARE |  |  |  | SPARE | [15 empty] | PERIOP SERVICES | 2024-08-07 | [24 empty] | 0 | [18 empty] | 0 |  | 0 | [24 empty] | 0
7462098 | U MI CIT | LEVEL 4 | IDF 4-304C | 4-314 | STERILE CORE | 27 |  | 3 |  |  | MEDICAL EQUIPMENT-MOBILE |  |  |  | WIRED SPARE |  |  |  | SPARE | [15 empty] | PERIOP SERVICES | 2024-08-07 | [24 empty] | 0 | [18 empty] | 0 |  | 0 | [24 empty] | 0
7462118 | U MI CIT | LEVEL 4 | IDF 4-304C | 4-314 | STERILE CORE | 28 |  | 3 |  |  | MEDICAL EQUIPMENT-MOBILE |  |  |  | WIRED SPARE |  |  |  | SPARE | [15 empty] | PERIOP SERVICES | 2024-08-07 | [24 empty] | 0 | [18 empty] | 0 |  | 0 | [24 empty] | 0
7462138 | U MI CIT | LEVEL 4 | IDF 4-304C | 4-314 | STERILE CORE | 29 |  | 3 |  |  | MEDICAL EQUIPMENT-MOBILE |  |  |  | WIRED SPARE |  |  |  | SPARE | [15 empty] | PERIOP SERVICES | 2024-08-07 | [24 empty] | 0 | [18 empty] | 0 |  | 0 | [24 empty] | 0
7462158 | U MI CIT | LEVEL 4 | IDF 4-304C | 4-314 | STERILE CORE | 30 |  | 3 |  |  | MEDICAL EQUIPMENT-MOBILE |  |  |  | WIRED SPARE |  |  |  | SPARE | [15 empty] | PERIOP SERVICES | 2024-08-07 | [24 empty] | 0 | [18 empty] | 0 |  | 0 | [24 empty] | 0
7462190 | U MI CIT | LEVEL 4 | IDF 4-304C | 4-314 | STERILE CORE | 31 |  | 3 |  |  | MEDICAL EQUIPMENT-MOBILE |  |  |  | WIRED SPARE |  |  |  | SPARE | [15 empty] | PERIOP SERVICES | 2024-08-07 | [24 empty] | 0 | [18 empty] | 0 |  | 0 | [24 empty] | 0
7462210 | U MI CIT | LEVEL 4 | IDF 4-304C | 4-314 | STERILE CORE | 32 |  | 3 |  |  | MEDICAL EQUIPMENT-MOBILE |  |  |  | WIRED SPARE |  |  |  | SPARE | [15 empty] | PERIOP SERVICES | 2024-08-07 | [24 empty] | 0 | [18 empty] | 0 |  | 0 | [24 empty] | 0
7462230 | U MI CIT | LEVEL 4 | IDF 4-304C | 4-314 | STERILE CORE | 33 |  | 3 |  |  | MEDICAL EQUIPMENT-MOBILE |  |  |  | WIRED SPARE |  |  |  | SPARE | [15 empty] | PERIOP SERVICES | 2024-08-07 | [24 empty] | 0 | [18 empty] | 0 |  | 0 | [24 empty] | 0
7038690 | U MI CIT | LEVEL 4 | IDF 4-304C | 4-316 | OPERATING ROOM | 1 |  | 3 |  |  | REFRIGERATOR |  |  |  | WIRED SPARE |  |  |  | WIRED SPARE | [7 empty] | WIRED SPARE | [7 empty] | OR | 2024-08-07 | OR 11 | [23 empty] | 0 | [18 empty] | 0 |  | 0 | [24 empty] | 0
4817512 | U MI CIT | LEVEL 4 | IDF 4-304C | 4-316 | OPERATING ROOM | 3 |  | 3 |  |  | WIRED SPARE |  |  |  | WIRED SPARE |  |  |  | WIRED SPARE | [15 empty] | OR | 2024-08-07 | OR 11 | [23 empty] | 0 | [18 empty] | 0 |  | 0 | [24 empty] | 0
6664063 | U MI CIT | LEVEL 4 | IDF 4-304C | 4-316 | OPERATING ROOM | 5 |  | 3 |  |  | WIRED SPARE |  |  |  | WIRED SPARE |  |  |  | WIRED SPARE | [15 empty] | OR | 2024-08-07 | OR 11 | [23 empty] | 0 | [18 empty] | 0 |  | 0 | [24 empty] | 0
4817496 | U MI CIT | LEVEL 4 | IDF 4-304C | 4-316 | OPERATING ROOM | 6 |  | 3 |  |  | WIRED SPARE |  |  |  | WIRED SPARE |  |  |  | WIRED SPARE | [15 empty] | OR | 2024-08-07 | OR 11 | [23 empty] | 0 | [18 empty] | 0 |  | 0 | [24 empty] | 0
4817504 | U MI CIT | LEVEL 4 | IDF 4-304C | 4-316 | OPERATING ROOM | 7 |  | 3 |  |  | MEDICAL EQUIPMENT-MOBILE |  |  |  | WIRED SPARE |  |  |  | SPARE | [15 empty] | OR | 2024-08-07 | OR 11 | [23 empty] | 0 | [18 empty] | 0 |  | 0 | [24 empty] | 0
7038344 | U MI CIT | LEVEL 4 | IDF 4-304C | 4-346 | OPERATING ROOM | 23 |  | AS |  |  | PHONE |  |  |  | WIRED SPARE |  |  |  | WORKSTATION | [7 empty] | PHYSIO MONITOR | [7 empty] | OR | 2024-08-07 | OR 14 |  |  |  |  | Y |  |  |  |  | CANVAS | [13 empty] | 0 | [18 empty] | 0 |  | 0 | [24 empty] | 0 | [8 empty] | ANLG-CPE |  |  | New shared DID in OR, CSS 40,no VM (ANES)
6665366 | U MI CIT | LEVEL 4 | IDF 4-304C | 4-316 | OPERATING ROOM | 17 |  | 3 |  |  | WIRED SPARE |  |  |  | WIRED SPARE |  |  |  | WIRED SPARE | [15 empty] | OR | 2024-08-07 | OR 11 | [23 empty] | 0 | [18 empty] | 0 |  | 0 | [24 empty] | 0
6665373 | U MI CIT | LEVEL 4 | IDF 4-304C | 4-316 | OPERATING ROOM | 15 |  | 3 |  |  | PHONE/WORKSTATION |  |  |  | WIRED SPARE |  |  |  | SPARE | [15 empty] | OR | 2024-08-07 | OR 11 |  |  |  |  | Y | [18 empty] | 0 |  |  |  | 1 |  |  | 1 | [6 empty] | 1 |  |  |  |  | 0 | 1 | 0 |  | 1 | 1 | [13 empty] | 1 | [7 empty] | 0 |  |  |  | 8811 | [7 empty] | New DID, CSS 40, no VM
6665394 | U MI CIT | LEVEL 4 | IDF 4-304C | 4-316 | OPERATING ROOM | 19 |  | 3 |  |  | WIRED SPARE |  |  |  | WIRED SPARE |  |  |  | WIRED SPARE | [15 empty] | OR | 2024-08-07 | OR 11 | [23 empty] | 0 | [18 empty] | 0 |  | 0 | [24 empty] | 0
6665415 | U MI CIT | LEVEL 4 | IDF 4-304C | 4-316 | OPERATING ROOM | 18 |  | 3 |  |  | WORKSTATION |  |  |  | WIRED SPARE |  |  |  | SPARE | [15 empty] | OR | 2024-08-07 | OR 11 | [23 empty] | 0 |  |  |  | 1 |  |  | 1 | [6 empty] | 1 |  |  |  |  | 0 | 1 | 0 |  | 1 | 1 | [13 empty] | 1 | [7 empty] | 0
6665359 | U MI CIT | LEVEL 4 | IDF 4-304C | 4-316 | OPERATING ROOM | 20 |  | 3 |  |  | PHONE/WORKSTATION |  |  |  | WIRED SPARE |  |  |  | SPARE | [15 empty] | OR | 2024-08-07 | OR 11 |  |  |  |  | Y | [18 empty] | 0 |  |  |  | 1 |  | 1 | [8 empty] | 2 |  |  |  | 0 | 1 | 0 |  |  | 1 | [21 empty] | 0 |  |  |  | 8811 | [7 empty] | New DID, CSS 40, no VM
7038669 | U MI CIT | LEVEL 4 | IDF 4-304C | 4-316 | OPERATING ROOM | 21 |  | 3 |  |  | LABEL PRINTER |  |  |  | WIRED SPARE |  |  |  | SPARE | [15 empty] | OR | 2024-08-07 | OR 11 | [21 empty] | PRT-PAV0405 |  | 0 | [18 empty] | 0 |  | 0 | [23 empty] | 1 | 0
5454785 | U MI CIT | LEVEL 4 | IDF 4-304C | 4-316 | OPERATING ROOM | 24 |  | 3 |  |  | MEDICAL EQUIPMENT-MOBILE |  |  |  | WIRED SPARE |  |  |  | SPARE | [15 empty] | OR | 2024-08-07 | OR 11 | [23 empty] | 0 | [18 empty] | 0 |  | 0 | [24 empty] | 0
5454819 | U MI CIT | LEVEL 4 | IDF 4-304C | 4-316 | OPERATING ROOM | 25 |  | 3 |  |  | MEDICAL EQUIPMENT-MOBILE |  |  |  | WIRED SPARE |  |  |  | SPARE | [15 empty] | OR | 2024-08-07 | OR 11 | [23 empty] | 0 | [18 empty] | 0 |  | 0 | [24 empty] | 0
5454857 | U MI CIT | LEVEL 4 | IDF 4-304C | 4-316 | OPERATING ROOM | 26 |  | 3 |  |  | MEDICAL EQUIPMENT-MOBILE |  |  |  | WIRED SPARE |  |  |  | SPARE | [15 empty] | OR | 2024-08-07 | OR 11 | [23 empty] | 0 | [18 empty] | 0 |  | 0 | [24 empty] | 0
6994524 | U MI CIT | LEVEL 4 | IDF 4-304C | 4-346 | OPERATING ROOM | 29 |  | AS |  |  | PHONE |  |  |  | WIRED SPARE |  |  |  | WORKSTATION | [7 empty] | PHYSIO MONITOR | [7 empty] | OR | 2024-08-07 | OR 14 |  |  |  |  | Y |  |  |  |  | CANVAS | [7 empty] | 1 | anest. boom flush mount for micro cpu, 24-inch Dell monitor, 24-inch ELO monitor, wireless BCMA scanner, keyboard and mouse |  |  |  |  | 0 |  |  |  | 1 |  |  | 1 | [6 empty] | 1 |  | 1 |  |  | 0 | 1 | 0 |  | 1 | 1 | [21 empty] | 0 | [8 empty] | ANLG-CPE |  |  | New shared DID in OR, CSS 40,no VM (ANES)
5454749 | U MI CIT | LEVEL 4 | IDF 4-304C | 4-316 | OPERATING ROOM | 29 |  | 6 |  |  | MEDICAL EQUIPMENT-FIXED |  |  |  | PRINTER |  |  |  | WIRED SPARE | [7 empty] | WIRED SPARE | [7 empty] | OR | 2024-08-07 | OR 11 | [23 empty] | 0 | [18 empty] | 0 |  | 0 | [24 empty] | 0
7461942 | U MI CIT | LEVEL 4 | IDF 4-304C | 4-317 | EQUIPMENT STORAGE | 1 |  | 3 |  |  | MEDICAL EQUIPMENT-MOBILE |  |  |  | MEDICAL EQUIPMENT-MOBILE |  |  |  | WIRED SPARE | [7 empty] | WIRED SPARE | [7 empty] | OR | 2024-08-07 | [24 empty] | 0 | [18 empty] | 0 |  | 0 | [24 empty] | 0
6653436 | U MI CIT | LEVEL 4 | IDF 4-304C | 4-317 | EQUIPMENT STORAGE | 2 |  | 3 |  |  | MEDICAL EQUIPMENT-MOBILE |  |  |  | MEDICAL EQUIPMENT-MOBILE |  |  |  | MEDICAL EQUIPMENT-MOBILE | [15 empty] | OR | 2024-08-07 | [24 empty] | 0 | [18 empty] | 0 |  | 0 | [24 empty] | 0
6653421 | U MI CIT | LEVEL 4 | IDF 4-304C | 4-317 | EQUIPMENT STORAGE | 3 |  | 3 |  |  | MEDICAL EQUIPMENT-MOBILE |  |  |  | MEDICAL EQUIPMENT-MOBILE |  |  |  | MEDICAL EQUIPMENT-MOBILE | [15 empty] | OR | 2024-08-07 | [24 empty] | 0 | [18 empty] | 0 |  | 0 | [24 empty] | 0
6653406 | U MI CIT | LEVEL 4 | IDF 4-304C | 4-317 | EQUIPMENT STORAGE | 4 |  | 3 |  |  | MEDICAL EQUIPMENT-MOBILE |  |  |  | MEDICAL EQUIPMENT-MOBILE |  |  |  | MEDICAL EQUIPMENT-MOBILE | [15 empty] | OR | 2024-08-07 | [24 empty] | 0 | [18 empty] | 0 |  | 0 | [24 empty] | 0
6653345 | U MI CIT | LEVEL 4 | IDF 4-304C | 4-317 | EQUIPMENT STORAGE | 5 |  | 3 |  |  | MEDICAL EQUIPMENT-MOBILE |  |  |  | MEDICAL EQUIPMENT-MOBILE |  |  |  | MEDICAL EQUIPMENT-MOBILE | [15 empty] | OR | 2024-08-07 | [24 empty] | 0 | [18 empty] | 0 |  | 0 | [24 empty] | 0
7038967 | U MI CIT | LEVEL 4 | IDF 4-304C | 4-318 | OPERATING ROOM | 1 |  | 3 |  |  | REFRIGERATOR |  |  |  | WIRED SPARE |  |  |  | SPARE | [15 empty] | OR | 2024-08-07 | OR 13 | [23 empty] | 0 | [18 empty] | 0 |  | 0 | [24 empty] | 0
6663557 | U MI CIT | LEVEL 4 | IDF 4-304C | 4-318 | OPERATING ROOM | 3 |  | 3 |  |  | WIRED SPARE |  |  |  | WIRED SPARE |  |  |  | WIRED SPARE | [15 empty] | OR | 2024-08-07 | OR 13 | [23 empty] | 0 | [18 empty] | 0 |  | 0 | [24 empty] | 0
10833636 | U MI CIT | LEVEL 4 | IDF 4-304C | 4-318 | OPERATING ROOM | 5 |  | 3 |  |  | WIRED SPARE |  |  |  | WIRED SPARE |  |  |  | WIRED SPARE | [15 empty] | OR | 2024-08-07 | OR 13 | [23 empty] | 0 | [18 empty] | 0 |  | 0 | [24 empty] | 0
6663564 | U MI CIT | LEVEL 4 | IDF 4-304C | 4-318 | OPERATING ROOM | 6 |  | 3 |  |  | WIRED SPARE |  |  |  | WIRED SPARE |  |  |  | WIRED SPARE | [15 empty] | OR | 2024-08-07 | OR 13 | [23 empty] | 0 | [18 empty] | 0 |  | 0 | [24 empty] | 0
6663550 | U MI CIT | LEVEL 4 | IDF 4-304C | 4-318 | OPERATING ROOM | 7 |  | 3 |  |  | MEDICAL EQUIPMENT-MOBILE |  |  |  | WIRED SPARE |  |  |  | SPARE | [15 empty] | OR | 2024-08-07 | OR 13 | [23 empty] | 0 | [18 empty] | 0 |  | 0 | [24 empty] | 0
7038014 | U MI CIT | LEVEL 4 | IDF 4-304C | 4-348 | OPERATING ROOM | 22 |  | AS |  |  | PHONE |  |  |  | WIRED SPARE |  |  |  | WORKSTATION | [7 empty] | PHYSIO MONITOR | [7 empty] | OR | 2024-08-07 | OR 12 |  |  |  |  | Y |  |  |  |  | CANVAS | [13 empty] | 0 | [18 empty] | 0 |  | 0 | [24 empty] | 0 | [8 empty] | ANLG-CPE |  |  | New shared DID in OR, CSS 40,no VM (ANES)
6663585 | U MI CIT | LEVEL 4 | IDF 4-304C | 4-318 | OPERATING ROOM | 15 |  | 3 |  |  | PHONE/WORKSTATION |  |  |  | WIRED SPARE |  |  |  | SPARE | [15 empty] | OR | 2024-08-07 | OR 13 |  |  |  |  | Y | [18 empty] | 0 |  |  |  | 1 |  |  | 1 | [6 empty] | 1 |  |  |  |  | 0 | 1 | 0 |  | 1 | 1 | [13 empty] | 1 | [7 empty] | 0 |  |  |  | 8811 | [7 empty] | New DID, CSS 40, no VM
6663578 | U MI CIT | LEVEL 4 | IDF 4-304C | 4-318 | OPERATING ROOM | 17 |  | 3 |  |  | WIRED SPARE |  |  |  | WIRED SPARE |  |  |  | WIRED SPARE | [15 empty] | OR | 2024-08-07 | OR 13 | [23 empty] | 0 | [18 empty] | 0 |  | 0 | [24 empty] | 0
6663627 | U MI CIT | LEVEL 4 | IDF 4-304C | 4-318 | OPERATING ROOM | 18 |  | 3 |  |  | WORKSTATION |  |  |  | WIRED SPARE |  |  |  | SPARE | [15 empty] | OR | 2024-08-07 | OR 13 | [23 empty] | 0 |  |  |  | 1 |  |  | 1 | [6 empty] | 1 |  |  |  |  | 0 | 1 | 0 |  | 1 | 1 | [13 empty] | 1 | [7 empty] | 0
6663606 | U MI CIT | LEVEL 4 | IDF 4-304C | 4-318 | OPERATING ROOM | 19 |  | 3 |  |  | WIRED SPARE |  |  |  | WIRED SPARE |  |  |  | WIRED SPARE | [15 empty] | OR | 2024-08-07 | OR 13 | [23 empty] | 0 | [18 empty] | 0 |  | 0 | [24 empty] | 0
6663571 | U MI CIT | LEVEL 4 | IDF 4-304C | 4-318 | OPERATING ROOM | 20 |  | 3 |  |  | PHONE/WORKSTATION |  |  |  | WIRED SPARE |  |  |  | SPARE | [15 empty] | OR | 2024-08-07 | OR 13 |  |  |  |  | Y | [18 empty] | 0 |  |  |  | 1 |  | 1 | [8 empty] | 2 |  |  |  | 0 | 1 | 0 |  |  | 1 | [21 empty] | 0 |  |  |  | 8811 | [7 empty] | New DID, CSS 40, no VM
6663529 | U MI CIT | LEVEL 4 | IDF 4-304C | 4-318 | OPERATING ROOM | 21 |  | 3 |  |  | LABEL PRINTER |  |  |  | WIRED SPARE |  |  |  | SPARE | [15 empty] | OR | 2024-08-07 | OR 13 | [21 empty] | PRT-PAV0406 |  | 0 | [18 empty] | 0 |  | 0 | [23 empty] | 1 | 0
6663944 | U MI CIT | LEVEL 4 | IDF 4-304C | 4-318 | OPERATING ROOM | 24 |  | 3 |  |  | MEDICAL EQUIPMENT-MOBILE |  |  |  | WIRED SPARE |  |  |  | SPARE | [15 empty] | OR | 2024-08-07 | OR 13 | [23 empty] | 0 | [18 empty] | 0 |  | 0 | [24 empty] | 0
6663952 | U MI CIT | LEVEL 4 | IDF 4-304C | 4-318 | OPERATING ROOM | 25 |  | 3 |  |  | MEDICAL EQUIPMENT-MOBILE |  |  |  | WIRED SPARE |  |  |  | SPARE | [15 empty] | OR | 2024-08-07 | OR 13 | [23 empty] | 0 | [18 empty] | 0 |  | 0 | [24 empty] | 0
6663960 | U MI CIT | LEVEL 4 | IDF 4-304C | 4-318 | OPERATING ROOM | 26 |  | 3 |  |  | MEDICAL EQUIPMENT-MOBILE |  |  |  | WIRED SPARE |  |  |  | SPARE | [15 empty] | OR | 2024-08-07 | OR 13 | [23 empty] | 0 | [18 empty] | 0 |  | 0 | [24 empty] | 0
4721591 | U MI CIT | LEVEL 4 | IDF 4-238C | 4-433 | WORKSTATIONS, ANESTHESIA | 1 |  | 3 |  |  | WORKSTATION |  |  |  | FAX |  |  |  | PRINTER | [15 empty] | ANESTHESIA OFFICES | 2024-03-11 | [5 empty] | Y | [16 empty] | PRT-PAV0437 |  | 0 | [18 empty] | 0 |  | 0 | [15 empty] | 1 | [8 empty] | 0 | [8 empty] | ANLG-FAX |  |  | New DID, CSS 40, no VM
6663936 | U MI CIT | LEVEL 4 | IDF 4-304C | 4-318 | OPERATING ROOM | 29 |  | 6 |  |  | MEDICAL EQUIPMENT-FIXED |  |  |  | PRINTER |  |  |  | WIRED SPARE | [7 empty] | WIRED SPARE | [7 empty] | OR | 2024-08-07 | OR 13 | [23 empty] | 0 | [18 empty] | 0 |  | 0 | [24 empty] | 0
6665833 | U MI CIT | LEVEL 4 | IDF 4-304C | 4-319 | EVS MOTORIZED EQUIPMENT | 1 |  | 3 |  |  | WIRED SPARE |  |  |  | WIRED SPARE |  |  |  | WIRED SPARE | [15 empty] | OR | 2024-08-07 | [24 empty] | 0 | [18 empty] | 0 |  | 0 | [24 empty] | 0
6665657 | U MI CIT | LEVEL 4 | IDF 4-304C | 4-319 | EVS MOTORIZED EQUIPMENT | 2 |  | 3 |  |  | WIRED SPARE |  |  |  | WIRED SPARE |  |  |  | WIRED SPARE | [15 empty] | OR | 2024-08-07 | [24 empty] | 0 | [18 empty] | 0 |  | 0 | [24 empty] | 0
11246280 |  | LEVEL 4 | IDF 4-122C | 4-320Z | CORRIDOR | 16 |  | 3 |  |  | MEDICAL EQUIPMENT-FIXED |  |  |  | WIRED SPARE |  |  |  | SPARE | [15 empty] | OR | 2024-08-07 | [24 empty] | 0 | [18 empty] | 0 |  | 0 | [24 empty] | 0
7462006 | U MI CIT | LEVEL 4 | IDF 4-304C | 4-321 | NEPTUNE DOCKING ROOM | 1 |  | 3 |  |  | MEDICAL EQUIPMENT-MOBILE |  |  |  | MEDICAL EQUIPMENT-MOBILE |  |  |  | SPARE | [15 empty] | OR | 2024-08-07 | [24 empty] | 0 | [18 empty] | 0 |  | 0 | [24 empty] | 0
7039181 | U MI CIT | LEVEL 4 | IDF 4-304C | 4-322 | OPERATING ROOM | 1 |  | 3 |  |  | REFRIGERATOR |  |  |  | WIRED SPARE |  |  |  | SPARE | [15 empty] | OR | 2024-08-07 | OR 15 | [23 empty] | 0 | [18 empty] | 0 |  | 0 | [24 empty] | 0
6663321 | U MI CIT | LEVEL 4 | IDF 4-304C | 4-322 | OPERATING ROOM | 3 |  | 3 |  |  | WIRED SPARE |  |  |  | WIRED SPARE |  |  |  | WIRED SPARE | [15 empty] | OR | 2024-08-07 | OR 15 | [23 empty] | 0 | [18 empty] | 0 |  | 0 | [24 empty] | 0
6663328 | U MI CIT | LEVEL 4 | IDF 4-304C | 4-322 | OPERATING ROOM | 6 |  | 3 |  |  | WIRED SPARE |  |  |  | WIRED SPARE |  |  |  | WIRED SPARE | [15 empty] | OR | 2024-08-07 | OR 15 | [23 empty] | 0 | [18 empty] | 0 |  | 0 | [24 empty] | 0
6663314 | U MI CIT | LEVEL 4 | IDF 4-304C | 4-322 | OPERATING ROOM | 7 |  | 3 |  |  | MEDICAL EQUIPMENT-MOBILE |  |  |  | WIRED SPARE |  |  |  | SPARE | [15 empty] | OR | 2024-08-07 | OR 15 | [23 empty] | 0 | [18 empty] | 0 |  | 0 | [24 empty] | 0
6674056 | U MI CIT | LEVEL 5 | IDF 5-238C | 5-228F | Soc Work Care Mgr NOW | 2 |  | 3 |  |  | PRINTER |  |  |  | FAX |  |  |  | SPARE | [15 empty] | ICU STAFF | 2024-03-15 | [5 empty] | Y | [18 empty] | 0 | [18 empty] | 0 |  | 0 | [14 empty] | 1 | [9 empty] | 0 | [8 empty] | ANLG-FAX |  |  | New DID, CSS 40, no VM
6663335 | U MI CIT | LEVEL 4 | IDF 4-304C | 4-322 | OPERATING ROOM | 14 |  | 3 |  |  | WORKSTATION |  |  |  | WIRED SPARE |  |  |  | SPARE | [15 empty] | OR | 2024-08-07 | OR 15 | [23 empty] | 0 |  |  |  | 1 |  | 1 | [8 empty] | 2 |  |  |  | 0 | 1 | 0 |  |  | 1 | [21 empty] | 0
6663349 | U MI CIT | LEVEL 4 | IDF 4-304C | 4-322 | OPERATING ROOM | 16 |  | 3 |  |  | PHONE/WORKSTATION |  |  |  | WIRED SPARE |  |  |  | SPARE | [15 empty] | OR | 2024-08-07 | OR 15 |  |  |  |  | Y | [18 empty] | 0 |  |  |  | 1 |  |  | 1 | [6 empty] | 1 |  |  |  |  | 0 | 1 | 0 |  | 1 | 1 | [13 empty] | 1 | [7 empty] | 0 |  |  |  | 8811 | [7 empty] | New DID, CSS 40, no VM
6663342 | U MI CIT | LEVEL 4 | IDF 4-304C | 4-322 | OPERATING ROOM | 18 |  | 3 |  |  | WIRED SPARE |  |  |  | WIRED SPARE |  |  |  | WIRED SPARE | [15 empty] | OR | 2024-08-07 | OR 15 | [23 empty] | 0 | [18 empty] | 0 |  | 0 | [24 empty] | 0
6663391 | U MI CIT | LEVEL 4 | IDF 4-304C | 4-322 | OPERATING ROOM | 19 |  | 3 |  |  | PHONE/WORKSTATION |  |  |  | WIRED SPARE |  |  |  | SPARE | [15 empty] | OR | 2024-08-07 | OR 15 |  |  |  |  | Y | [18 empty] | 0 |  |  |  | 1 |  |  | 1 | [6 empty] | 1 |  |  |  |  | 0 | 1 | 0 |  | 1 | 1 | [13 empty] | 1 | [7 empty] | 0 |  |  |  | 8811 | [7 empty] | New DID, CSS 40, no VM
6663370 | U MI CIT | LEVEL 4 | IDF 4-304C | 4-322 | OPERATING ROOM | 20 |  | 3 |  |  | WIRED SPARE |  |  |  | WIRED SPARE |  |  |  | WIRED SPARE | [15 empty] | OR | 2024-08-07 | OR 15 | [23 empty] | 0 | [18 empty] | 0 |  | 0 | [24 empty] | 0
6663293 | U MI CIT | LEVEL 4 | IDF 4-304C | 4-322 | OPERATING ROOM | 21 |  | 3 |  |  | LABEL PRINTER |  |  |  | WIRED SPARE |  |  |  | SPARE | [15 empty] | OR | 2024-08-07 | OR 15 | [21 empty] | PRT-PAV0407 |  | 0 | [18 empty] | 0 |  | 0 | [23 empty] | 1 | 0
6665546 | U MI CIT | LEVEL 4 | IDF 4-304C | 4-322 | OPERATING ROOM | 24 |  | 3 |  |  | MEDICAL EQUIPMENT-MOBILE |  |  |  | WIRED SPARE |  |  |  | SPARE | [15 empty] | OR | 2024-08-07 | OR 15 | [23 empty] | 0 | [18 empty] | 0 |  | 0 | [24 empty] | 0
6665554 | U MI CIT | LEVEL 4 | IDF 4-304C | 4-322 | OPERATING ROOM | 25 |  | 3 |  |  | MEDICAL EQUIPMENT-MOBILE |  |  |  | WIRED SPARE |  |  |  | SPARE | [15 empty] | OR | 2024-08-07 | OR 15 | [23 empty] | 0 | [18 empty] | 0 |  | 0 | [24 empty] | 0
6665562 | U MI CIT | LEVEL 4 | IDF 4-304C | 4-322 | OPERATING ROOM | 26 |  | 3 |  |  | MEDICAL EQUIPMENT-MOBILE |  |  |  | WIRED SPARE |  |  |  | SPARE | [15 empty] | OR | 2024-08-07 | OR 15 | [23 empty] | 0 | [18 empty] | 0 |  | 0 | [24 empty] | 0
10530160 | U MI CIT | LEVEL 5 | IDF 5-238C | 5-228P | OFFICE, CARE MANAGER/ SOCIAL WORK | 2 |  | 3 |  |  | WORKSTATION |  |  |  | WIRED SPARE |  |  |  | SPARE | [15 empty] | ICU STAFF | 2024-10-23 | [5 empty] | Y | [18 empty] | 0 |  |  |  | 1 |  | 1 | [8 empty] | 1 |  |  | 1 | 0 |  | 0 |  |  | 1 | [21 empty] | 0 | [8 empty] | ANLG-FAX? |  |  | Reviewed 10/23/24
6665538 | U MI CIT | LEVEL 4 | IDF 4-304C | 4-322 | OPERATING ROOM | 29 |  | 6 |  |  | MEDICAL EQUIPMENT-FIXED |  |  |  | PRINTER |  |  |  | WIRED SPARE | [7 empty] | WIRED SPARE | [7 empty] | OR | 2024-08-07 | OR 15 | [23 empty] | 0 | [18 empty] | 0 |  | 0 | [24 empty] | 0
10833663 | U MI CIT | LEVEL 4 | IDF 4-304C | 4-322 | OPERATING ROOM | 30 |  | 3 |  |  | WIRED SPARE |  |  |  | WIRED SPARE |  |  |  | WIRED SPARE | [15 empty] | OR | 2024-08-07 | OR 15 | [23 empty] | 0 | [18 empty] | 0 |  | 0 | [24 empty] | 0
7039216 | U MI CIT | LEVEL 4 | IDF 4-238C | 4-324 | OPERATING ROOM | 1 |  | 3 |  |  | MEDICAL EQUIPMENT-MOBILE |  |  |  | WIRED SPARE |  |  |  | SPARE | [15 empty] | OR | 2024-08-07 | OR 17 | [23 empty] | 0 | [18 empty] | 0 |  | 0 | [24 empty] | 0
6662128 | U MI CIT | LEVEL 4 | IDF 4-238C | 4-324 | OPERATING ROOM | 3 |  | 3 |  |  | WIRED SPARE |  |  |  | WIRED SPARE |  |  |  | WIRED SPARE | [15 empty] | OR | 2024-08-07 | OR 17 | [23 empty] | 0 | [18 empty] | 0 |  | 0 | [24 empty] | 0
6662135 | U MI CIT | LEVEL 4 | IDF 4-238C | 4-324 | OPERATING ROOM | 6 |  | 3 |  |  | WIRED SPARE |  |  |  | WIRED SPARE |  |  |  | WIRED SPARE | [15 empty] | OR | 2024-08-07 | OR 17 | [23 empty] | 0 | [18 empty] | 0 |  | 0 | [24 empty] | 0
6662121 | U MI CIT | LEVEL 4 | IDF 4-238C | 4-324 | OPERATING ROOM | 7 |  | 3 |  |  | MEDICAL EQUIPMENT-MOBILE |  |  |  | WIRED SPARE |  |  |  | SPARE | [15 empty] | OR | 2024-08-07 | OR 17 | [23 empty] | 0 | [18 empty] | 0 |  | 0 | [24 empty] | 0
5460535 | U MI CIT | LEVEL 6 | IDF 6-122C | 6-101 | ANESTHESIOLOGY WORKROOM | 1 |  | 3 |  |  | WORKSTATION |  |  |  | FAX |  |  |  | PRINTER | [15 empty] | ANESTHESIA OFFICES | 2024-03-11 | [5 empty] | Y | [16 empty] | PRT-PAV0616 |  | 0 | [18 empty] | 0 |  | 0 | [15 empty] | 1 | [8 empty] | 0 | [8 empty] | ANLG-FAX |  |  | New DID, CSS 40, no VM
6662156 | U MI CIT | LEVEL 4 | IDF 4-238C | 4-324 | OPERATING ROOM | 15 |  | 3 |  |  | PHONE/WORKSTATION |  |  |  | WIRED SPARE |  |  |  | SPARE | [15 empty] | OR | 2024-08-07 | OR 17 |  |  |  |  | Y | [18 empty] | 0 |  |  |  | 1 |  |  | 1 | [6 empty] | 1 |  |  |  |  | 0 | 1 | 0 |  | 1 | 1 | [13 empty] | 1 | [7 empty] | 0 |  |  |  | 8811 | [7 empty] | New DID, CSS 40, no VM
6662149 | U MI CIT | LEVEL 4 | IDF 4-238C | 4-324 | OPERATING ROOM | 17 |  | 3 |  |  | WIRED SPARE |  |  |  | WIRED SPARE |  |  |  | WIRED SPARE | [15 empty] | OR | 2024-08-07 | OR 17 | [23 empty] | 0 | [18 empty] | 0 |  | 0 | [24 empty] | 0
6662198 | U MI CIT | LEVEL 4 | IDF 4-238C | 4-324 | OPERATING ROOM | 18 |  | 3 |  |  | PHONE/WORKSTATION |  |  |  | WIRED SPARE |  |  |  | SPARE | [15 empty] | OR | 2024-08-07 | OR 17 |  |  |  |  | Y | [18 empty] | 0 |  |  |  | 1 |  |  | 1 | [6 empty] | 1 |  |  |  |  | 0 | 1 | 0 |  | 1 | 1 | [13 empty] | 1 | [7 empty] | 0 |  |  |  | 8811 | [7 empty] | New DID, CSS 40, no VM
6662177 | U MI CIT | LEVEL 4 | IDF 4-238C | 4-324 | OPERATING ROOM | 19 |  | 3 |  |  | WIRED SPARE |  |  |  | WIRED SPARE |  |  |  | WIRED SPARE | [15 empty] | OR | 2024-08-07 | OR 17 | [23 empty] | 0 | [18 empty] | 0 |  | 0 | [24 empty] | 0
6662142 | U MI CIT | LEVEL 4 | IDF 4-238C | 4-324 | OPERATING ROOM | 20 |  | 3 |  |  | WORKSTATION |  |  |  | WIRED SPARE |  |  |  | SPARE | [15 empty] | OR | 2024-08-07 | OR 17 | [23 empty] | 0 |  |  |  | 1 |  | 1 | [8 empty] | 2 |  |  |  | 0 | 1 | 0 |  |  | 1 | [21 empty] | 0
6662100 | U MI CIT | LEVEL 4 | IDF 4-238C | 4-324 | OPERATING ROOM | 21 |  | 3 |  |  | LABEL PRINTER |  |  |  | WIRED SPARE |  |  |  | SPARE | [15 empty] | OR | 2024-08-07 | OR 17 | [21 empty] | PRT-PAV0408 |  | 0 | [18 empty] | 0 |  | 0 | [23 empty] | 1 | 0
6661828 | U MI CIT | LEVEL 4 | IDF 4-238C | 4-324 | OPERATING ROOM | 24 |  | 3 |  |  | MEDICAL EQUIPMENT-MOBILE |  |  |  | WIRED SPARE |  |  |  | SPARE | [15 empty] | OR | 2024-08-07 | OR 17 | [23 empty] | 0 | [18 empty] | 0 |  | 0 | [24 empty] | 0
6661821 | U MI CIT | LEVEL 4 | IDF 4-238C | 4-324 | OPERATING ROOM | 25 |  | 3 |  |  | MEDICAL EQUIPMENT-MOBILE |  |  |  | WIRED SPARE |  |  |  | SPARE | [15 empty] | OR | 2024-08-07 | OR 17 | [23 empty] | 0 | [18 empty] | 0 |  | 0 | [24 empty] | 0
6661807 | U MI CIT | LEVEL 4 | IDF 4-238C | 4-324 | OPERATING ROOM | 26 |  | 3 |  |  | MEDICAL EQUIPMENT-MOBILE |  |  |  | WIRED SPARE |  |  |  | SPARE | [15 empty] | OR | 2024-08-07 | OR 17 | [23 empty] | 0 | [18 empty] | 0 |  | 0 | [24 empty] | 0
4601674 | U MI CIT | LEVEL 6 | IDF 6-122C | 6-114 | INTRAOPERATIVE MONITORING | 6 |  | 3 |  |  | WORKSTATION |  |  |  | PRINTER |  |  |  | FAX | [15 empty] | INTRAOPERATIVE MON | 2024-08-08 | [5 empty] | Y | [18 empty] | 0 | [18 empty] | 0 |  | 0 | [24 empty] | 0 | [8 empty] | ANLG-FAX |  |  | New DID, CSS 40, no VM
6661835 | U MI CIT | LEVEL 4 | IDF 4-238C | 4-324 | OPERATING ROOM | 29 |  | 6 |  |  | MEDICAL EQUIPMENT-FIXED |  |  |  | PRINTER |  |  |  | WIRED SPARE | [7 empty] | WIRED SPARE | [7 empty] | OR | 2024-08-07 | OR 17 | [23 empty] | 0 | [18 empty] | 0 |  | 0 | [24 empty] | 0
10833690 | U MI CIT | LEVEL 4 | IDF 4-238C | 4-324 | OPERATING ROOM | 30 |  | 3 |  |  | WIRED SPARE |  |  |  | WIRED SPARE |  |  |  | WIRED SPARE | [15 empty] | OR | 2024-08-07 | OR 17 | [23 empty] | 0 | [18 empty] | 0 |  | 0 | [24 empty] | 0
7039251 | U MI CIT | LEVEL 4 | IDF 4-238C | 4-326 | OPERATING ROOM | 1 |  | 3 |  |  | REFRIGERATOR |  |  |  | WIRED SPARE |  |  |  | SPARE | [15 empty] | OR | 2024-08-07 | OR 19 | [23 empty] | 0 | [18 empty] | 0 |  | 0 | [24 empty] | 0
6661980 | U MI CIT | LEVEL 4 | IDF 4-238C | 4-326 | OPERATING ROOM | 3 |  | 3 |  |  | REFRIGERATOR |  |  |  | WIRED SPARE |  |  |  | SPARE | [15 empty] | OR | 2024-08-07 | OR 19 | [23 empty] | 0 | [18 empty] | 0 |  | 0 | [24 empty] | 0
10836944 | U MI CIT | LEVEL 4 | IDF 4-238C | 4-326 | OPERATING ROOM | 5 |  | 3 |  |  | WIRED SPARE |  |  |  | WIRED SPARE |  |  |  | WIRED SPARE | [15 empty] | OR | 2024-08-07 | OR 19 | [17 empty] | 1 | Perfusion Machine for 4-326, 4-336, 4-334: laptop and wireless bcma scanner to perfusion machine |  |  |  |  | 0 |  |  | 1 | [7 empty] | 1 | [6 empty] | 1 | 0 |  | 0 |  | 2 | [22 empty] | 0
6661987 | U MI CIT | LEVEL 4 | IDF 4-238C | 4-326 | OPERATING ROOM | 6 |  | 3 |  |  | WIRED SPARE |  |  |  | WIRED SPARE |  |  |  | WIRED SPARE | [15 empty] | OR | 2024-08-07 | OR 19 | [23 empty] | 0 | [18 empty] | 0 |  | 0 | [24 empty] | 0
6661973 | U MI CIT | LEVEL 4 | IDF 4-238C | 4-326 | OPERATING ROOM | 7 |  | 3 |  |  | MEDICAL EQUIPMENT-MOBILE |  |  |  | WIRED SPARE |  |  |  | SPARE | [15 empty] | OR | 2024-08-07 | OR 19 | [23 empty] | 0 | [18 empty] | 0 |  | 0 | [24 empty] | 0
4604003 | U MI CIT | LEVEL 6 | IDF 6-122C | 6-124 | OFFICE | 4 |  | 3 |  |  | WORKSTATION |  |  |  | PRINTER |  |  |  | FAX | [15 empty] | PERIOP ADMIN | 2024-03-22 | [5 empty] | Y | [16 empty] | PRT-PAV0614 |  | 0 |  |  | 1 |  |  |  |  | 1 | [5 empty] | 2 |  |  |  | 1 | 0 |  | 0 | [14 empty] | 1 | [9 empty] | 0 | [8 empty] | ANLG-FAX |  |  | New DID, CSS 40, no VM;ADDITIONAL PRINTER
6662008 | U MI CIT | LEVEL 4 | IDF 4-238C | 4-326 | OPERATING ROOM | 15 |  | 3 |  |  | PHONE/WORKSTATION |  |  |  | WIRED SPARE |  |  |  | SPARE | [15 empty] | OR | 2024-08-07 | OR 19 |  |  |  |  | Y | [18 empty] | 0 |  |  |  | 1 |  |  | 1 | [6 empty] | 1 |  |  |  |  | 0 | 1 | 0 |  | 1 | 1 | [13 empty] | 1 | [7 empty] | 0 |  |  |  | 8811 | [7 empty] | New DID, CSS 40, no VM
6662001 | U MI CIT | LEVEL 4 | IDF 4-238C | 4-326 | OPERATING ROOM | 17 |  | 3 |  |  | WIRED SPARE |  |  |  | WIRED SPARE |  |  |  | WIRED SPARE | [15 empty] | OR | 2024-08-07 | OR 19 | [23 empty] | 0 | [18 empty] | 0 |  | 0 | [24 empty] | 0
6662050 | U MI CIT | LEVEL 4 | IDF 4-238C | 4-326 | OPERATING ROOM | 18 |  | 3 |  |  | PHONE/WORKSTATION |  |  |  | WIRED SPARE |  |  |  | SPARE | [15 empty] | OR | 2024-08-07 | OR 19 |  |  |  |  | Y | [18 empty] | 0 |  |  |  | 1 |  |  | 1 | [6 empty] | 1 |  |  |  |  | 0 | 1 | 0 |  | 1 | 1 | [13 empty] | 1 | [7 empty] | 0 |  |  |  | 8811 | [7 empty] | New DID, CSS 40, no VM
6662029 | U MI CIT | LEVEL 4 | IDF 4-238C | 4-326 | OPERATING ROOM | 19 |  | 3 |  |  | WIRED SPARE |  |  |  | WIRED SPARE |  |  |  | WIRED SPARE | [15 empty] | OR | 2024-08-07 | OR 19 | [23 empty] | 0 | [18 empty] | 0 |  | 0 | [24 empty] | 0
6661784 | U MI CIT | LEVEL 4 | IDF 4-238C | 4-326 | OPERATING ROOM | 20 |  | 3 |  |  | MEDICAL EQUIPMENT-MOBILE |  |  |  | WIRED SPARE |  |  |  | SPARE | [15 empty] | OR | 2024-08-07 | OR 19 | [23 empty] | 0 | [18 empty] | 0 |  | 0 | [24 empty] | 0
6661994 | U MI CIT | LEVEL 4 | IDF 4-238C | 4-326 | OPERATING ROOM | 21 |  | 3 |  |  | WORKSTATION |  |  |  | WIRED SPARE |  |  |  | SPARE | [15 empty] | OR | 2024-08-07 | OR 19 | [23 empty] | 0 |  |  |  | 1 |  | 1 | [8 empty] | 2 |  |  |  | 0 | 1 | 0 |  |  | 1 | [21 empty] | 0
6661952 | U MI CIT | LEVEL 4 | IDF 4-238C | 4-326 | OPERATING ROOM | 22 |  | 3 |  |  | LABEL PRINTER |  |  |  | WIRED SPARE |  |  |  | SPARE | [15 empty] | OR | 2024-08-07 | OR 19 | [21 empty] | PRT-PAV0409 |  | 0 | [18 empty] | 0 |  | 0 | [23 empty] | 1 | 0
6661777 | U MI CIT | LEVEL 4 | IDF 4-238C | 4-326 | OPERATING ROOM | 25 |  | 3 |  |  | MEDICAL EQUIPMENT-MOBILE |  |  |  | WIRED SPARE |  |  |  | SPARE | [15 empty] | OR | 2024-08-07 | OR 19 | [23 empty] | 0 | [18 empty] | 0 |  | 0 | [24 empty] | 0
6661763 | U MI CIT | LEVEL 4 | IDF 4-238C | 4-326 | OPERATING ROOM | 26 |  | 3 |  |  | MEDICAL EQUIPMENT-MOBILE |  |  |  | WIRED SPARE |  |  |  | SPARE | [15 empty] | OR | 2024-08-07 | OR 19 | [23 empty] | 0 | [18 empty] | 0 |  | 0 | [24 empty] | 0
4456889 | U MI CIT | LEVEL 6 | IDF 6-122C | 6-211A | ALCOVE - CLERICAL | 2 |  | 3 |  |  | PRINTER |  |  |  | FAX |  |  |  | SPARE | [15 empty] | PHARMACY | 2024-03-07 | [5 empty] | Y | [16 empty] | PRT-PAV0612 |  | 0 | [18 empty] | 0 |  | 0 | [13 empty] | 1 | [10 empty] | 0 | [8 empty] | ANLG-FAX |  |  | New DID, CSS 40, no VM
6661791 | U MI CIT | LEVEL 4 | IDF 4-238C | 4-326 | OPERATING ROOM | 29 |  | 6 |  |  | MEDICAL EQUIPMENT-FIXED |  |  |  | PRINTER |  |  |  | WIRED SPARE | [7 empty] | WIRED SPARE | [7 empty] | OR | 2024-08-07 | OR 19 | [23 empty] | 0 | [18 empty] | 0 |  | 0 | [24 empty] | 0
6661770 | U MI CIT | LEVEL 4 | IDF 4-238C | 4-326 | OPERATING ROOM | 30 |  | 3 |  |  | MEDICAL EQUIPMENT-MOBILE |  |  |  | WIRED SPARE |  |  |  | SPARE | [15 empty] | OR | 2024-08-07 | OR 19 | [23 empty] | 0 | [18 empty] | 0 |  | 0 | [24 empty] | 0
8848863 | U MI CIT | LEVEL 4 | IDF 4-304C | 4-327 | TISSUE STORAGE | 1 |  | 3 |  |  | MEDICAL EQUIPMENT-FIXED |  |  |  | WIRED SPARE |  |  |  | SPARE | [15 empty] | OR | 2024-08-07 | [24 empty] | 0 | [18 empty] | 0 |  | 0 | [24 empty] | 0
7462052 | U MI CIT | LEVEL 4 | IDF 4-304C | 4-327 | TISSUE STORAGE | 2 |  | 3 |  |  | MEDICAL EQUIPMENT-FIXED |  |  |  | WORKSTATION |  |  |  | SPARE | [15 empty] | OR | 2024-08-07 | [20 empty] | WSPA0936 |  |  |  | 0 |  |  |  | 1 |  | 1 | [8 empty] | 1 |  |  | 1 | 0 |  | 0 | [24 empty] | 0
7039288 | U MI CIT | LEVEL 4 | IDF 4-238C | 4-328 | OPERATING ROOM | 1 |  | 3 |  |  | REFRIGERATOR |  |  |  | WIRED SPARE |  |  |  | SPARE | [15 empty] | OR | 2024-08-07 | OR 21 | [23 empty] | 0 | [18 empty] | 0 |  | 0 | [24 empty] | 0
6660683 | U MI CIT | LEVEL 4 | IDF 4-238C | 4-328 | OPERATING ROOM | 3 |  | 3 |  |  | WIRED SPARE |  |  |  | WIRED SPARE |  |  |  | WIRED SPARE | [15 empty] | OR | 2024-08-07 | OR 21 | [23 empty] | 0 | [18 empty] | 0 |  | 0 | [24 empty] | 0
6660669 | U MI CIT | LEVEL 4 | IDF 4-238C | 4-328 | OPERATING ROOM | 5 |  | 3 |  |  | WIRED SPARE |  |  |  | WIRED SPARE |  |  |  | WIRED SPARE | [15 empty] | OR | 2024-08-07 | OR 21 | [23 empty] | 0 | [18 empty] | 0 |  | 0 | [24 empty] | 0
6660690 | U MI CIT | LEVEL 4 | IDF 4-238C | 4-328 | OPERATING ROOM | 6 |  | 3 |  |  | WIRED SPARE |  |  |  | WIRED SPARE |  |  |  | WIRED SPARE | [15 empty] | OR | 2024-08-07 | OR 21 | [23 empty] | 0 | [18 empty] | 0 |  | 0 | [24 empty] | 0
6660676 | U MI CIT | LEVEL 4 | IDF 4-238C | 4-328 | OPERATING ROOM | 7 |  | 3 |  |  | MEDICAL EQUIPMENT-MOBILE |  |  |  | WIRED SPARE |  |  |  | SPARE | [15 empty] | OR | 2024-08-07 | OR 21 | [23 empty] | 0 | [18 empty] | 0 |  | 0 | [24 empty] | 0
7048505 | U MI CIT | LEVEL 6 | IDF 6-122C | 6-217 | NEURO IR (BI-PLANE) | 24 |  | AS |  |  | PHONE |  |  |  | WIRED SPARE |  |  |  | WORKSTATION | [7 empty] | PHYSIO MONITOR | [7 empty] | RADIOLOGY-NIR-MR-OR | 2024-03-11 | Neuro IR 10 |  |  |  |  | Y | [18 empty] | 0 |  |  |  | 1 |  | 1 | [8 empty] | 1 |  |  | 1 | 0 |  | 0 |  |  | 1 | [15 empty] | 1 | [5 empty] | 0 | [8 empty] | ANLG-CPE |  |  | New DID, CSS 40, no VM
6660711 | U MI CIT | LEVEL 4 | IDF 4-238C | 4-328 | OPERATING ROOM | 15 |  | 3 |  |  | PHONE/WORKSTATION |  |  |  | WIRED SPARE |  |  |  | SPARE | [15 empty] | OR | 2024-08-07 | OR 21 |  |  |  |  | Y | [18 empty] | 0 |  |  |  | 1 |  |  | 1 | [6 empty] | 1 |  |  |  |  | 0 | 1 | 0 |  | 1 | 1 | [13 empty] | 1 | [7 empty] | 0 |  |  |  | 8811 | [7 empty] | New DID, CSS 40, no VM
6660704 | U MI CIT | LEVEL 4 | IDF 4-238C | 4-328 | OPERATING ROOM | 17 |  | 3 |  |  | WIRED SPARE |  |  |  | WIRED SPARE |  |  |  | WIRED SPARE | [15 empty] | OR | 2024-08-07 | OR 21 | [23 empty] | 0 | [18 empty] | 0 |  | 0 | [24 empty] | 0
6660753 | U MI CIT | LEVEL 4 | IDF 4-238C | 4-328 | OPERATING ROOM | 18 |  | 3 |  |  | WORKSTATION |  |  |  | WIRED SPARE |  |  |  | SPARE | [15 empty] | OR | 2024-08-07 | OR 21 | [23 empty] | 0 |  |  |  | 1 |  |  | 1 | [6 empty] | 1 |  |  |  |  | 0 | 1 | 0 |  | 1 | 1 | [13 empty] | 1 | [7 empty] | 0
6660732 | U MI CIT | LEVEL 4 | IDF 4-238C | 4-328 | OPERATING ROOM | 19 |  | 3 |  |  | WIRED SPARE |  |  |  | WIRED SPARE |  |  |  | WIRED SPARE | [15 empty] | OR | 2024-08-07 | OR 21 | [23 empty] | 0 | [18 empty] | 0 |  | 0 | [24 empty] | 0
6660697 | U MI CIT | LEVEL 4 | IDF 4-238C | 4-328 | OPERATING ROOM | 20 |  | 3 |  |  | PHONE/WORKSTATION |  |  |  | WIRED SPARE |  |  |  | SPARE | [15 empty] | OR | 2024-08-07 | OR 21 |  |  |  |  | Y | [18 empty] | 0 |  |  |  | 1 |  | 1 | [8 empty] | 2 |  |  |  | 0 | 1 | 0 |  |  | 1 | [21 empty] | 0 |  |  |  | 8811 | [7 empty] | New DID, CSS 40, no VM
6660655 | U MI CIT | LEVEL 4 | IDF 4-238C | 4-328 | OPERATING ROOM | 21 |  | 3 |  |  | LABEL PRINTER |  |  |  | WIRED SPARE |  |  |  | SPARE | [15 empty] | OR | 2024-08-07 | OR 21 | [21 empty] | PRT-PAV0410 |  | 0 | [18 empty] | 0 |  | 0 | [23 empty] | 1 | 0
5454103 | U MI CIT | LEVEL 4 | IDF 4-238C | 4-328 | OPERATING ROOM | 24 |  | 3 |  |  | MEDICAL EQUIPMENT-MOBILE |  |  |  | WIRED SPARE |  |  |  | SPARE | [15 empty] | OR | 2024-08-07 | OR 21 | [23 empty] | 0 | [18 empty] | 0 |  | 0 | [24 empty] | 0
5454077 | U MI CIT | LEVEL 4 | IDF 4-238C | 4-328 | OPERATING ROOM | 25 |  | 3 |  |  | MEDICAL EQUIPMENT-MOBILE |  |  |  | WIRED SPARE |  |  |  | SPARE | [15 empty] | OR | 2024-08-07 | OR 21 | [23 empty] | 0 | [18 empty] | 0 |  | 0 | [24 empty] | 0
5453991 | U MI CIT | LEVEL 4 | IDF 4-238C | 4-328 | OPERATING ROOM | 26 |  | 3 |  |  | MEDICAL EQUIPMENT-MOBILE |  |  |  | WIRED SPARE |  |  |  | SPARE | [15 empty] | OR | 2024-08-07 | OR 21 | [23 empty] | 0 | [18 empty] | 0 |  | 0 | [24 empty] | 0
7048472 | U MI CIT | LEVEL 6 | IDF 6-122C | 6-217 | NEURO IR (BI-PLANE) | 27 |  | AS |  |  | PHONE |  |  |  | WIRED SPARE |  |  |  | WORKSTATION | [7 empty] | PHYSIO MONITOR | [7 empty] | RADIOLOGY-NIR-MR-OR | 2024-03-11 | Neuro IR 10 |  |  |  |  | Y | [18 empty] | 0 |  |  |  | 1 |  | 1 | [8 empty] | 1 |  |  | 1 | 0 |  | 0 |  |  | 1 | [21 empty] | 0 | [8 empty] | ANLG-CPE |  |  | New DID, CSS 40, no VM
5457374 | U MI CIT | LEVEL 4 | IDF 4-238C | 4-328 | OPERATING ROOM | 29 |  | 6 |  |  | MEDICAL EQUIPMENT-FIXED |  |  |  | PRINTER |  |  |  | WIRED SPARE | [7 empty] | WIRED SPARE | [7 empty] | OR | 2024-08-07 | OR 21 | [23 empty] | 0 | [18 empty] | 0 |  | 0 | [24 empty] | 0
5454045 | U MI CIT | LEVEL 4 | IDF 4-238C | 4-328 | OPERATING ROOM | 30 |  | 3 |  |  | MEDICAL EQUIPMENT-MOBILE |  |  |  | WIRED SPARE |  |  |  | SPARE | [15 empty] | OR | 2024-08-07 | OR 21 | [23 empty] | 0 | [18 empty] | 0 |  | 0 | [24 empty] | 0
6987558 | U MI CIT | LEVEL 4 | IDF 4-304C | 4-330Z | CORRIDOR | 1 |  | 3 |  |  | MEDICAL EQUIPMENT-MOBILE |  |  |  | WIRED SPARE |  |  |  | SPARE | [15 empty] | OR | 2024-08-07 | [24 empty] | 0 | [18 empty] | 0 |  | 0 | [24 empty] | 0
6658652 | U MI CIT | LEVEL 4 | IDF 4-238C | 4-334 | OPERATING ROOM | 3 |  | 3 |  |  | PHONE |  |  |  | MEDICAL EQUIPMENT-MOBILE |  |  |  | SPARE | [15 empty] | OR | 2024-08-07 | OR 22 |  |  |  |  | Y | [18 empty] | 0 |  |  |  | 1 |  |  | 1 | [6 empty] | 1 |  |  |  |  | 0 | 1 | 0 |  | 1 | 1 | [13 empty] | 1 | [7 empty] | 0 |  |  |  | 8811 | [7 empty] | New DID, CSS 40, no VM
6658645 | U MI CIT | LEVEL 4 | IDF 4-238C | 4-334 | OPERATING ROOM | 5 |  | 3 |  |  | MEDICAL EQUIPMENT-MOBILE |  |  |  | WIRED SPARE |  |  |  | SPARE | [15 empty] | OR | 2024-08-07 | OR 22 | [23 empty] | 0 | [18 empty] | 0 |  | 0 | [24 empty] | 0
6658694 | U MI CIT | LEVEL 4 | IDF 4-238C | 4-334 | OPERATING ROOM | 6 |  | 3 |  |  | WORKSTATION |  |  |  | WIRED SPARE |  |  |  | SPARE | [15 empty] | OR | 2024-08-07 | OR 22 | [23 empty] | 0 |  |  |  | 1 |  |  | 1 | [6 empty] | 1 |  |  |  |  | 0 | 1 | 0 |  | 1 | 1 | [13 empty] | 1 | [7 empty] | 0
6658673 | U MI CIT | LEVEL 4 | IDF 4-238C | 4-334 | OPERATING ROOM | 7 |  | 3 |  |  | WIRED SPARE |  |  |  | WIRED SPARE |  |  |  | WIRED SPARE | [15 empty] | OR | 2024-08-07 | OR 22 | [23 empty] | 0 | [18 empty] | 0 |  | 0 | [24 empty] | 0
6658638 | U MI CIT | LEVEL 4 | IDF 4-238C | 4-334 | OPERATING ROOM | 8 |  | 3 |  |  | PHONE/WORKSTATION |  |  |  | WIRED SPARE |  |  |  | SPARE | [15 empty] | OR | 2024-08-07 | OR 22 |  |  |  |  | Y | [18 empty] | 0 |  |  |  | 1 |  | 1 | [8 empty] | 2 |  |  |  | 0 | 1 | 0 |  |  | 1 | [21 empty] | 0 |  |  |  | 8811 | [7 empty] | New DID, CSS 40, no VM
7038575 | U MI CIT | LEVEL 4 | IDF 4-238C | 4-334 | OPERATING ROOM | 9 |  | 3 |  |  | LABEL PRINTER |  |  |  | WIRED SPARE |  |  |  | SPARE | [15 empty] | OR | 2024-08-07 | OR 22 | [21 empty] | PRT-PAV0411 |  | 0 | [18 empty] | 0 |  | 0 | [23 empty] | 1 | 0
7038596 | U MI CIT | LEVEL 4 | IDF 4-238C | 4-334 | OPERATING ROOM | 11 |  | 3 |  |  | REFRIGERATOR |  |  |  | WIRED SPARE |  |  |  | SPARE | [15 empty] | OR | 2024-08-07 | OR 22 | [23 empty] | 0 | [18 empty] | 0 |  | 0 | [24 empty] | 0
6655043 | U MI CIT | LEVEL 4 | IDF 4-238C | 4-334 | OPERATING ROOM | 13 |  | 3 |  |  | WIRED SPARE |  |  |  | WIRED SPARE |  |  |  | WIRED SPARE | [15 empty] | OR | 2024-08-07 | OR 22 | [23 empty] | 0 | [18 empty] | 0 |  | 0 | [24 empty] | 0
10837154 | U MI CIT | LEVEL 4 | IDF 4-238C | 4-334 | OPERATING ROOM | 15 |  | 3 |  |  | WIRED SPARE |  |  |  | WIRED SPARE |  |  |  | WIRED SPARE | [15 empty] | OR | 2024-08-07 | OR 22 | [23 empty] | 0 | [18 empty] | 0 |  | 0 | [24 empty] | 0
6655051 | U MI CIT | LEVEL 4 | IDF 4-238C | 4-334 | OPERATING ROOM | 16 |  | 3 |  |  | WIRED SPARE |  |  |  | WIRED SPARE |  |  |  | WIRED SPARE | [15 empty] | OR | 2024-08-07 | OR 22 | [23 empty] | 0 | [18 empty] | 0 |  | 0 | [24 empty] | 0
6655035 | U MI CIT | LEVEL 4 | IDF 4-238C | 4-334 | OPERATING ROOM | 17 |  | 3 |  |  | MEDICAL EQUIPMENT-MOBILE |  |  |  | WIRED SPARE |  |  |  | SPARE | [15 empty] | OR | 2024-08-07 | OR 22 | [23 empty] | 0 | [18 empty] | 0 |  | 0 | [24 empty] | 0
4455050 | U MI CIT | LEVEL 6 | IDF 6-122C | 6-221 | NIR READING ROOM | 2 |  | 3 |  |  | WORKSTATION |  |  |  | PHONE |  |  |  | SPARE | [15 empty] | RADIOLOGY-NIR-MR-OR | 2024-03-11 | [5 empty] | Y | [18 empty] | 0 |  |  | 1 |  |  |  |  | 1 | [5 empty] | 2 |  |  |  | 1 | 0 |  | 0 | [24 empty] | 0 | [8 empty] | ANLG-CORDLESS |  |  | New DID, CSS 40, no VM
5453879 | U MI CIT | LEVEL 4 | IDF 4-238C | 4-334 | OPERATING ROOM | 25 |  | 3 |  |  | MEDICAL EQUIPMENT-MOBILE |  |  |  | WIRED SPARE |  |  |  | SPARE | [15 empty] | OR | 2024-08-07 | OR 22 | [23 empty] | 0 | [18 empty] | 0 |  | 0 | [24 empty] | 0
5453854 | U MI CIT | LEVEL 4 | IDF 4-238C | 4-334 | OPERATING ROOM | 26 |  | 3 |  |  | MEDICAL EQUIPMENT-MOBILE |  |  |  | WIRED SPARE |  |  |  | SPARE | [15 empty] | OR | 2024-08-07 | OR 22 | [23 empty] | 0 | [18 empty] | 0 |  | 0 | [24 empty] | 0
5453829 | U MI CIT | LEVEL 4 | IDF 4-238C | 4-334 | OPERATING ROOM | 27 |  | 3 |  |  | MEDICAL EQUIPMENT-MOBILE |  |  |  | WIRED SPARE |  |  |  | SPARE | [15 empty] | OR | 2024-08-07 | OR 22 | [23 empty] | 0 | [18 empty] | 0 |  | 0 | [24 empty] | 0
5453782 | U MI CIT | LEVEL 4 | IDF 4-238C | 4-334 | OPERATING ROOM | 28 |  | 6 |  |  | MEDICAL EQUIPMENT-FIXED |  |  |  | PRINTER |  |  |  | WIRED SPARE | [7 empty] | WIRED SPARE | [7 empty] | OR | 2024-08-07 | OR 22 | [23 empty] | 0 | [18 empty] | 0 |  | 0 | [24 empty] | 0
4453416 | U MI CIT | LEVEL 6 | IDF 6-122C | 6-221 | NIR READING ROOM | 4 |  | 3 |  |  | PACS |  |  |  | WIRED SPARE |  |  |  | SPARE | [15 empty] | RADIOLOGY-NIR-MR-OR | 2024-03-11 | [5 empty] | Y | [18 empty] | 0 | [8 empty] | 1 | [9 empty] | 0 |  | 0 | [24 empty] | 0 | [8 empty] | ANLG-CORDLESS |  |  | New DID, CSS 50, no VM; “Precision 5860 Tower – Performance” BOM from the Dell punchout/Michigan Medicine Standards, and downgrade the 1350W PSU to 750W PSU
5453904 | U MI CIT | LEVEL 4 | IDF 4-238C | 4-334 | OPERATING ROOM | 30 |  | 3 |  |  | MEDICAL EQUIPMENT-MOBILE |  |  |  | WIRED SPARE |  |  |  | SPARE | [15 empty] | OR | 2024-08-07 | OR 22 | [23 empty] | 0 | [18 empty] | 0 |  | 0 | [24 empty] | 0
6658565 | U MI CIT | LEVEL 4 | IDF 4-238C | 4-336 | OPERATING ROOM | 3 |  | 3 |  |  | PHONE |  |  |  | MEDICAL EQUIPMENT-MOBILE |  |  |  | SPARE | [15 empty] | OR | 2024-08-07 | OR 20 |  |  |  |  | Y | [18 empty] | 0 |  |  |  | 1 |  |  | 1 | [6 empty] | 1 |  |  |  |  | 0 | 1 | 0 |  | 1 | 1 | [13 empty] | 1 | [7 empty] | 0 |  |  |  | 8811 | [7 empty] | New DID, CSS 40, no VM
6658558 | U MI CIT | LEVEL 4 | IDF 4-238C | 4-336 | OPERATING ROOM | 5 |  | 3 |  |  | MEDICAL EQUIPMENT-MOBILE |  |  |  | WIRED SPARE |  |  |  | SPARE | [15 empty] | OR | 2024-08-07 | OR 20 | [23 empty] | 0 | [18 empty] | 0 |  | 0 | [24 empty] | 0
6658607 | U MI CIT | LEVEL 4 | IDF 4-238C | 4-336 | OPERATING ROOM | 6 |  | 3 |  |  | WORKSTATION |  |  |  | WIRED SPARE |  |  |  | SPARE | [15 empty] | OR | 2024-08-07 | OR 20 | [23 empty] | 0 |  |  |  | 1 |  |  | 1 | [6 empty] | 1 |  |  |  |  | 0 | 1 | 0 |  | 1 | 1 | [13 empty] | 1 | [7 empty] | 0
6658586 | U MI CIT | LEVEL 4 | IDF 4-238C | 4-336 | OPERATING ROOM | 7 |  | 3 |  |  | WIRED SPARE |  |  |  | WIRED SPARE |  |  |  | WIRED SPARE | [15 empty] | OR | 2024-08-07 | OR 20 | [23 empty] | 0 | [18 empty] | 0 |  | 0 | [24 empty] | 0
6658551 | U MI CIT | LEVEL 4 | IDF 4-238C | 4-336 | OPERATING ROOM | 8 |  | 3 |  |  | PHONE/WORKSTATION |  |  |  | WIRED SPARE |  |  |  | SPARE | [15 empty] | OR | 2024-08-07 | OR 20 |  |  |  |  | Y | [18 empty] | 0 |  |  |  | 1 |  | 1 | [8 empty] | 2 |  |  |  | 0 | 1 | 0 |  |  | 1 | [21 empty] | 0 |  |  |  | 8811 | [7 empty] | New DID, CSS 40, no VM
7038533 | U MI CIT | LEVEL 4 | IDF 4-238C | 4-336 | OPERATING ROOM | 9 |  | 3 |  |  | LABEL PRINTER |  |  |  | WIRED SPARE |  |  |  | SPARE | [15 empty] | OR | 2024-08-07 | OR 20 | [21 empty] | PRT-PAV0418 |  | 0 | [18 empty] | 0 |  | 0 | [23 empty] | 1 | 0
7038554 | U MI CIT | LEVEL 4 | IDF 4-238C | 4-336 | OPERATING ROOM | 11 |  | 3 |  |  | REFRIGERATOR |  |  |  | WIRED SPARE |  |  |  | SPARE | [15 empty] | OR | 2024-08-07 | OR 20 | [23 empty] | 0 | [18 empty] | 0 |  | 0 | [24 empty] | 0
6654996 | U MI CIT | LEVEL 4 | IDF 4-238C | 4-336 | OPERATING ROOM | 13 |  | 3 |  |  | WIRED SPARE |  |  |  | WIRED SPARE |  |  |  | WIRED SPARE | [15 empty] | OR | 2024-08-07 | OR 20 | [23 empty] | 0 | [18 empty] | 0 |  | 0 | [24 empty] | 0
10837127 | U MI CIT | LEVEL 4 | IDF 4-238C | 4-336 | OPERATING ROOM | 15 |  | 3 |  |  | WIRED SPARE |  |  |  | WIRED SPARE |  |  |  | WIRED SPARE | [15 empty] | OR | 2024-08-07 | OR 20 | [23 empty] | 0 | [18 empty] | 0 |  | 0 | [24 empty] | 0
6655004 | U MI CIT | LEVEL 4 | IDF 4-238C | 4-336 | OPERATING ROOM | 16 |  | 3 |  |  | WIRED SPARE |  |  |  | WIRED SPARE |  |  |  | WIRED SPARE | [15 empty] | OR | 2024-08-07 | OR 20 | [23 empty] | 0 | [18 empty] | 0 |  | 0 | [24 empty] | 0
6654988 | U MI CIT | LEVEL 4 | IDF 4-238C | 4-336 | OPERATING ROOM | 17 |  | 3 |  |  | WIRED SPARE |  |  |  | WIRED SPARE |  |  |  | WIRED SPARE | [15 empty] | OR | 2024-08-07 | OR 20 | [23 empty] | 0 | [18 empty] | 0 |  | 0 | [24 empty] | 0
7048185 | U MI CIT | LEVEL 6 | IDF 6-122C | 6-223 | NEURO IR (CT/BI-PLANE) | 23 |  | AS |  |  | PHONE |  |  |  | WIRED SPARE |  |  |  | WORKSTATION | [7 empty] | PHYSIO MONITOR | [7 empty] | RADIOLOGY-NIR-MR-OR | 2024-03-11 | Neuro IR 9 |  |  |  |  | Y | [18 empty] | 0 |  |  |  | 1 |  | 1 | [8 empty] | 1 |  |  | 1 | 0 |  | 0 |  |  | 1 | [21 empty] | 0 | [8 empty] | ANLG-CORDLESS |  |  | 2-17-25 Charlotta email | 2/17/2025 denroth
5453750 | U MI CIT | LEVEL 4 | IDF 4-238C | 4-336 | OPERATING ROOM | 24 |  | 3 |  |  | MEDICAL EQUIPMENT-MOBILE |  |  |  | WIRED SPARE |  |  |  | SPARE | [15 empty] | OR | 2024-08-07 | OR 20 | [23 empty] | 0 | [18 empty] | 0 |  | 0 | [24 empty] | 0
5453686 | U MI CIT | LEVEL 4 | IDF 4-238C | 4-336 | OPERATING ROOM | 25 |  | 3 |  |  | MEDICAL EQUIPMENT-MOBILE |  |  |  | WIRED SPARE |  |  |  | SPARE | [15 empty] | OR | 2024-08-07 | OR 20 | [23 empty] | 0 | [18 empty] | 0 |  | 0 | [24 empty] | 0
5453586 | U MI CIT | LEVEL 4 | IDF 4-238C | 4-336 | OPERATING ROOM | 26 |  | 3 |  |  | MEDICAL EQUIPMENT-MOBILE |  |  |  | WIRED SPARE |  |  |  | SPARE | [15 empty] | OR | 2024-08-07 | OR 20 | [23 empty] | 0 | [18 empty] | 0 |  | 0 | [24 empty] | 0
5453654 | U MI CIT | LEVEL 4 | IDF 4-238C | 4-336 | OPERATING ROOM | 27 |  | 6 |  |  | MEDICAL EQUIPMENT-FIXED |  |  |  | PRINTER |  |  |  | WIRED SPARE | [7 empty] | WIRED SPARE | [7 empty] | OR | 2024-08-07 | OR 20 | [23 empty] | 0 | [18 empty] | 0 |  | 0 | [24 empty] | 0
7048200 | U MI CIT | LEVEL 6 | IDF 6-122C | 6-223 | NEURO IR (CT/BI-PLANE) | 26 |  | AS |  |  | PHONE |  |  |  | WIRED SPARE |  |  |  | WORKSTATION | [7 empty] | PHYSIO MONITOR | [7 empty] | RADIOLOGY-NIR-MR-OR | 2024-03-11 | Neuro IR 9 |  |  |  |  | Y | [18 empty] | 0 |  |  |  | 1 |  | 1 | [8 empty] | 1 |  |  | 1 | 0 |  | 0 |  |  | 1 | [21 empty] | 0 | [8 empty] | ANLG-CORDLESS |  |  | 2-17-25 Charlotta email | 2/17/2025 denroth
5453718 | U MI CIT | LEVEL 4 | IDF 4-238C | 4-336 | OPERATING ROOM | 29 |  | 3 |  |  | MEDICAL EQUIPMENT-MOBILE |  |  |  | WIRED SPARE |  |  |  | SPARE | [15 empty] | OR | 2024-08-07 | OR 20 | [23 empty] | 0 | [18 empty] | 0 |  | 0 | [24 empty] | 0
6658395 | U MI CIT | LEVEL 4 | IDF 4-238C | 4-338 | OPERATING ROOM | 3 |  | 3 |  |  | PHONE |  |  |  | MEDICAL EQUIPMENT-MOBILE |  |  |  | SPARE | [15 empty] | OR | 2024-08-07 | OR 18 |  |  |  |  | Y | [18 empty] | 0 |  |  |  | 1 |  |  | 1 | [6 empty] | 1 |  |  |  |  | 0 | 1 | 0 |  | 1 | 1 | [13 empty] | 1 | [7 empty] | 0 |  |  |  | 8811 | [7 empty] | New DID, CSS 40, no VM
6658388 | U MI CIT | LEVEL 4 | IDF 4-238C | 4-338 | OPERATING ROOM | 5 |  | 3 |  |  | MEDICAL EQUIPMENT-MOBILE |  |  |  | WIRED SPARE |  |  |  | SPARE | [15 empty] | OR | 2024-08-07 | OR 18 | [23 empty] | 0 | [18 empty] | 0 |  | 0 | [24 empty] | 0
6658437 | U MI CIT | LEVEL 4 | IDF 4-238C | 4-338 | OPERATING ROOM | 6 |  | 3 |  |  | PHONE/WORKSTATION |  |  |  | WIRED SPARE |  |  |  | SPARE | [15 empty] | OR | 2024-08-07 | OR 18 |  |  |  |  | Y | [18 empty] | 0 |  |  |  | 1 |  |  | 1 | [6 empty] | 1 |  |  |  |  | 0 | 1 | 0 |  | 1 | 1 | [13 empty] | 1 | [7 empty] | 0 |  |  |  | 8811 | [7 empty] | New DID, CSS 40, no VM
6658416 | U MI CIT | LEVEL 4 | IDF 4-238C | 4-338 | OPERATING ROOM | 7 |  | 3 |  |  | WIRED SPARE |  |  |  | WIRED SPARE |  |  |  | WIRED SPARE | [15 empty] | OR | 2024-08-07 | OR 18 | [23 empty] | 0 | [18 empty] | 0 |  | 0 | [24 empty] | 0
6658381 | U MI CIT | LEVEL 4 | IDF 4-238C | 4-338 | OPERATING ROOM | 8 |  | 3 |  |  | WORKSTATION |  |  |  | WIRED SPARE |  |  |  | SPARE | [15 empty] | OR | 2024-08-07 | OR 18 | [23 empty] | 0 |  |  |  | 1 |  | 1 | [8 empty] | 2 |  |  |  | 0 | 1 | 0 |  |  | 1 | [21 empty] | 0
7038491 | U MI CIT | LEVEL 4 | IDF 4-238C | 4-338 | OPERATING ROOM | 9 |  | 3 |  |  | LABEL PRINTER |  |  |  | WIRED SPARE |  |  |  | SPARE | [15 empty] | OR | 2024-08-07 | OR 18 | [21 empty] | PRT-PAV0412 |  | 0 | [18 empty] | 0 |  | 0 | [23 empty] | 1 | 0
7038512 | U MI CIT | LEVEL 4 | IDF 4-238C | 4-338 | OPERATING ROOM | 11 |  | 3 |  |  | REFRIGERATOR |  |  |  | WIRED SPARE |  |  |  | SPARE | [15 empty] | OR | 2024-08-07 | OR 18 | [23 empty] | 0 | [18 empty] | 0 |  | 0 | [24 empty] | 0
6654931 | U MI CIT | LEVEL 4 | IDF 4-238C | 4-338 | OPERATING ROOM | 13 |  | 3 |  |  | WIRED SPARE |  |  |  | WIRED SPARE |  |  |  | WIRED SPARE | [15 empty] | OR | 2024-08-07 | OR 18 | [23 empty] | 0 | [18 empty] | 0 |  | 0 | [24 empty] | 0
6654939 | U MI CIT | LEVEL 4 | IDF 4-238C | 4-338 | OPERATING ROOM | 16 |  | 3 |  |  | WIRED SPARE |  |  |  | WIRED SPARE |  |  |  | WIRED SPARE | [15 empty] | OR | 2024-08-07 | OR 18 | [23 empty] | 0 | [18 empty] | 0 |  | 0 | [24 empty] | 0
6654923 | U MI CIT | LEVEL 4 | IDF 4-238C | 4-338 | OPERATING ROOM | 17 |  | 3 |  |  | MEDICAL EQUIPMENT-MOBILE |  |  |  | WIRED SPARE |  |  |  | SPARE | [15 empty] | OR | 2024-08-07 | OR 18 | [23 empty] | 0 | [18 empty] | 0 |  | 0 | [24 empty] | 0
4446564 | U MI CIT | LEVEL 6 | IDF 6-304C | 6-306-1 | OR FRONT DESK-1 | 2 |  | 3 |  |  | PRINTER |  |  |  | FAX |  |  |  | SPARE | [15 empty] | PERIOP | 2024-08-06 | [5 empty] | Y | [16 empty] | PRT-PAV0615 |  | 0 | [18 empty] | 0 |  | 0 | [14 empty] | 1 | [9 empty] | 0 | [8 empty] | ANLG-FAX |  |  | New DID, CSS 40, no VM
5453522 | U MI CIT | LEVEL 4 | IDF 4-238C | 4-338 | OPERATING ROOM | 24 |  | 3 |  |  | MEDICAL EQUIPMENT-MOBILE |  |  |  | WIRED SPARE |  |  |  | SPARE | [15 empty] | OR | 2024-08-07 | OR 18 | [23 empty] | 0 | [18 empty] | 0 |  | 0 | [24 empty] | 0
5453554 | U MI CIT | LEVEL 4 | IDF 4-238C | 4-338 | OPERATING ROOM | 25 |  | 3 |  |  | MEDICAL EQUIPMENT-MOBILE |  |  |  | WIRED SPARE |  |  |  | SPARE | [15 empty] | OR | 2024-08-07 | OR 18 | [23 empty] | 0 | [18 empty] | 0 |  | 0 | [24 empty] | 0
5453360 | U MI CIT | LEVEL 4 | IDF 4-238C | 4-338 | OPERATING ROOM | 26 |  | 3 |  |  | MEDICAL EQUIPMENT-MOBILE |  |  |  | WIRED SPARE |  |  |  | SPARE | [15 empty] | OR | 2024-08-07 | OR 18 | [23 empty] | 0 | [18 empty] | 0 |  | 0 | [24 empty] | 0
5453458 | U MI CIT | LEVEL 4 | IDF 4-238C | 4-338 | OPERATING ROOM | 27 |  | 6 |  |  | MEDICAL EQUIPMENT-FIXED |  |  |  | PRINTER |  |  |  | WIRED SPARE | [7 empty] | WIRED SPARE | [7 empty] | OR | 2024-08-07 | OR 18 | [23 empty] | 0 | [18 empty] | 0 |  | 0 | [24 empty] | 0
4446421 | U MI CIT | LEVEL 6 | IDF 6-304C | 6-313 | ANESTHESIA INDUCTION ROOM | 3 |  | AS |  |  | PHONE |  |  |  | WIRED SPARE |  |  |  | WORKSTATION | [7 empty] | PHYSIO MONITOR | [7 empty] | ANESTHESIA | 2024-09-25 | [5 empty] | Y | [12 empty] | 1 | anest. boom flush mount for micro cpu, 24-inch Dell monitor, 24-inch ELO monitor, wireless BCMA scanner, keyboard and mouse |  |  |  |  | 0 |  |  |  | 1 |  |  | 1 | [6 empty] | 1 |  | 1 |  |  | 0 | 1 | 0 |  | 1 | 1 | [21 empty] | 0 | [8 empty] | ANLG-CPE |  |  | New DID, CSS 40 no VM - Customer purchaes phone we label jack with DID
5453490 | U MI CIT | LEVEL 4 | IDF 4-238C | 4-338 | OPERATING ROOM | 29 |  | 3 |  |  | MEDICAL EQUIPMENT-MOBILE |  |  |  | WIRED SPARE |  |  |  | SPARE | [15 empty] | OR | 2024-08-07 | OR 18 | [23 empty] | 0 | [18 empty] | 0 |  | 0 | [24 empty] | 0
6654915 | U MI CIT | LEVEL 4 | IDF 4-238C | 4-338 | OPERATING ROOM | 30 |  | 3 |  |  | WIRED SPARE |  |  |  | WIRED SPARE |  |  |  | WIRED SPARE | [15 empty] | OR | 2024-08-07 | OR 18 | [23 empty] | 0 | [18 empty] | 0 |  | 0 | [24 empty] | 0
6657357 | U MI CIT | LEVEL 4 | IDF 4-304C | 4-344 | OPERATING ROOM | 3 |  | 3 |  |  | PHONE |  |  |  | MEDICAL EQUIPMENT-MOBILE |  |  |  | SPARE | [15 empty] | OR | 2024-08-07 | OR 16 |  |  |  |  | Y | [18 empty] | 0 |  |  |  | 1 |  |  | 1 | [6 empty] | 1 |  |  |  |  | 0 | 1 | 0 |  | 1 | 1 | [13 empty] | 1 | [7 empty] | 0 |  |  |  | 8811 | [7 empty] | New DID, CSS 40, VM Yes
6657350 | U MI CIT | LEVEL 4 | IDF 4-304C | 4-344 | OPERATING ROOM | 5 |  | 3 |  |  | MEDICAL EQUIPMENT-MOBILE |  |  |  | WIRED SPARE |  |  |  | SPARE | [15 empty] | OR | 2024-08-07 | OR 16 | [23 empty] | 0 | [18 empty] | 0 |  | 0 | [24 empty] | 0
6657399 | U MI CIT | LEVEL 4 | IDF 4-304C | 4-344 | OPERATING ROOM | 6 |  | 3 |  |  | WORKSTATION |  |  |  | WIRED SPARE |  |  |  | SPARE | [15 empty] | OR | 2024-08-07 | OR 16 | [23 empty] | 0 |  |  |  | 1 |  |  | 1 | [6 empty] | 1 |  |  |  |  | 0 | 1 | 0 |  | 1 | 1 | [13 empty] | 1 | [7 empty] | 0
6657378 | U MI CIT | LEVEL 4 | IDF 4-304C | 4-344 | OPERATING ROOM | 7 |  | 3 |  |  | WIRED SPARE |  |  |  | WIRED SPARE |  |  |  | WIRED SPARE | [15 empty] | OR | 2024-08-07 | OR 16 | [23 empty] | 0 | [18 empty] | 0 |  | 0 | [24 empty] | 0
6657343 | U MI CIT | LEVEL 4 | IDF 4-304C | 4-344 | OPERATING ROOM | 8 |  | 3 |  |  | PHONE/WORKSTATION |  |  |  | WIRED SPARE |  |  |  | SPARE | [15 empty] | OR | 2024-08-07 | OR 16 |  |  |  |  | Y | [18 empty] | 0 |  |  |  | 1 |  | 1 | [8 empty] | 2 |  |  |  | 0 | 1 | 0 |  |  | 1 | [21 empty] | 0 |  |  |  | 8811 | [7 empty] | New DID, CSS 40, VM Yes
7038449 | U MI CIT | LEVEL 4 | IDF 4-304C | 4-344 | OPERATING ROOM | 9 |  | 3 |  |  | LABEL PRINTER |  |  |  | WIRED SPARE |  |  |  | SPARE | [15 empty] | OR | 2024-08-07 | OR 16 | [21 empty] | PRT-PAV0414 |  | 0 | [18 empty] | 0 |  | 0 | [23 empty] | 1 | 0
7038470 | U MI CIT | LEVEL 4 | IDF 4-304C | 4-344 | OPERATING ROOM | 11 |  | 3 |  |  | REFRIGERATOR |  |  |  | WIRED SPARE |  |  |  | SPARE | [15 empty] | OR | 2024-08-07 | OR 16 | [23 empty] | 0 | [18 empty] | 0 |  | 0 | [24 empty] | 0
6654727 | U MI CIT | LEVEL 4 | IDF 4-304C | 4-344 | OPERATING ROOM | 13 |  | 3 |  |  | WIRED SPARE |  |  |  | WIRED SPARE |  |  |  | WIRED SPARE | [15 empty] | OR | 2024-08-07 | OR 16 | [23 empty] | 0 | [18 empty] | 0 |  | 0 | [24 empty] | 0
6654735 | U MI CIT | LEVEL 4 | IDF 4-304C | 4-344 | OPERATING ROOM | 16 |  | 3 |  |  | WIRED SPARE |  |  |  | WIRED SPARE |  |  |  | WIRED SPARE | [15 empty] | OR | 2024-08-07 | OR 16 | [23 empty] | 0 | [18 empty] | 0 |  | 0 | [24 empty] | 0
6654719 | U MI CIT | LEVEL 4 | IDF 4-304C | 4-344 | OPERATING ROOM | 17 |  | 3 |  |  | MEDICAL EQUIPMENT-MOBILE |  |  |  | WIRED SPARE |  |  |  | SPARE | [15 empty] | OR | 2024-08-07 | OR 16 | [23 empty] | 0 | [18 empty] | 0 |  | 0 | [24 empty] | 0
4437139 | U MI CIT | LEVEL 6 | IDF 6-304C | 6-315A | OPERATING ROOM, MR HYBRID | 12 |  | AS |  |  | PHONE |  |  |  | WIRED SPARE |  |  |  | WORKSTATION | [7 empty] | PHYSIO MONITOR | [7 empty] | OR | 2024-08-07 | MR/OR 1 |  |  |  |  | Y | [18 empty] | 0 | [18 empty] | 0 |  | 0 | [24 empty] | 0 | [8 empty] | ANLG-CPE |  |  | New shared DID in OR, CSS 40,no VM (ANES)
5453332 | U MI CIT | LEVEL 4 | IDF 4-304C | 4-344 | OPERATING ROOM | 24 |  | 3 |  |  | MEDICAL EQUIPMENT-MOBILE |  |  |  | WIRED SPARE |  |  |  | SPARE | [15 empty] | OR | 2024-08-07 | OR 16 | [23 empty] | 0 | [18 empty] | 0 |  | 0 | [24 empty] | 0
5453300 | U MI CIT | LEVEL 4 | IDF 4-304C | 4-344 | OPERATING ROOM | 25 |  | 3 |  |  | MEDICAL EQUIPMENT-MOBILE |  |  |  | WIRED SPARE |  |  |  | SPARE | [15 empty] | OR | 2024-08-07 | OR 16 | [23 empty] | 0 | [18 empty] | 0 |  | 0 | [24 empty] | 0
5453268 | U MI CIT | LEVEL 4 | IDF 4-304C | 4-344 | OPERATING ROOM | 26 |  | 3 |  |  | MEDICAL EQUIPMENT-MOBILE |  |  |  | WIRED SPARE |  |  |  | SPARE | [15 empty] | OR | 2024-08-07 | OR 16 | [23 empty] | 0 | [18 empty] | 0 |  | 0 | [24 empty] | 0
5453220 | U MI CIT | LEVEL 4 | IDF 4-304C | 4-344 | OPERATING ROOM | 27 |  | 6 |  |  | MEDICAL EQUIPMENT-FIXED |  |  |  | PRINTER |  |  |  | WIRED SPARE | [7 empty] | WIRED SPARE | [7 empty] | OR | 2024-08-07 | OR 16 | [23 empty] | 0 | [18 empty] | 0 |  | 0 | [24 empty] | 0
10548544 | U MI CIT | LEVEL 6 | IDF 6-304C | 6-315A | OPERATING ROOM, MR HYBRID | 13 |  | AS |  |  | PHONE |  |  |  | WIRED SPARE |  |  |  | WORKSTATION | [7 empty] | PHYSIO MONITOR | [7 empty] | OR | 2024-08-07 | MR/OR 1 |  |  |  |  | Y | [18 empty] | 0 | [18 empty] | 0 |  | 0 | [24 empty] | 0 | [8 empty] | ANLG-CPE |  |  | New shared DID in OR, CSS 40,no VM (ANES)
10833476 | U MI CIT | LEVEL 4 | IDF 4-304C | 4-344 | OPERATING ROOM | 30 |  | 3 |  |  | WIRED SPARE |  |  |  | WIRED SPARE |  |  |  | WIRED SPARE | [15 empty] | OR | 2024-08-07 | OR 16 | [23 empty] | 0 | [18 empty] | 0 |  | 0 | [24 empty] | 0
6656995 | U MI CIT | LEVEL 4 | IDF 4-304C | 4-346 | OPERATING ROOM | 3 |  | 3 |  |  | PHONE |  |  |  | MEDICAL EQUIPMENT-MOBILE |  |  |  | SPARE | [15 empty] | OR | 2024-08-07 | OR 14 |  |  |  |  | Y | [18 empty] | 0 |  |  |  | 1 |  |  | 1 | [6 empty] | 1 |  |  |  |  | 0 | 1 | 0 |  | 1 | 1 | [13 empty] | 1 | [7 empty] | 0 |  |  |  | 8811 | [7 empty] | New DID, CSS 40, VM Yes
6656988 | U MI CIT | LEVEL 4 | IDF 4-304C | 4-346 | OPERATING ROOM | 5 |  | 3 |  |  | MEDICAL EQUIPMENT-MOBILE |  |  |  | WIRED SPARE |  |  |  | SPARE | [15 empty] | OR | 2024-08-07 | OR 14 | [23 empty] | 0 | [18 empty] | 0 |  | 0 | [24 empty] | 0
6657037 | U MI CIT | LEVEL 4 | IDF 4-304C | 4-346 | OPERATING ROOM | 6 |  | 3 |  |  | WORKSTATION |  |  |  | WIRED SPARE |  |  |  | SPARE | [15 empty] | OR | 2024-08-07 | OR 14 | [23 empty] | 0 |  |  |  | 1 |  |  | 1 | [6 empty] | 1 |  |  |  |  | 0 | 1 | 0 |  | 1 | 1 | [13 empty] | 1 | [7 empty] | 0
6657016 | U MI CIT | LEVEL 4 | IDF 4-304C | 4-346 | OPERATING ROOM | 7 |  | 3 |  |  | WIRED SPARE |  |  |  | WIRED SPARE |  |  |  | WIRED SPARE | [15 empty] | OR | 2024-08-07 | OR 14 | [23 empty] | 0 | [18 empty] | 0 |  | 0 | [24 empty] | 0
6656981 | U MI CIT | LEVEL 4 | IDF 4-304C | 4-346 | OPERATING ROOM | 8 |  | 3 |  |  | PHONE/WORKSTATION |  |  |  | WIRED SPARE |  |  |  | SPARE | [15 empty] | OR | 2024-08-07 | OR 14 |  |  |  |  | Y | [18 empty] | 0 |  |  |  | 1 |  | 1 | [8 empty] | 2 |  |  |  | 0 | 1 | 0 |  |  | 1 | [21 empty] | 0 |  |  |  | 8811 | [7 empty] | New DID, CSS 40, VM Yes
7038337 | U MI CIT | LEVEL 4 | IDF 4-304C | 4-346 | OPERATING ROOM | 9 |  | 3 |  |  | LABEL PRINTER |  |  |  | WIRED SPARE |  |  |  | SPARE | [15 empty] | OR | 2024-08-07 | OR 14 | [21 empty] | PRT-PAV0415 |  | 0 | [18 empty] | 0 |  | 0 | [23 empty] | 1 | 0
7038358 | U MI CIT | LEVEL 4 | IDF 4-304C | 4-346 | OPERATING ROOM | 11 |  | 3 |  |  | REFRIGERATOR |  |  |  | WIRED SPARE |  |  |  | SPARE | [15 empty] | OR | 2024-08-07 | OR 14 | [23 empty] | 0 | [18 empty] | 0 |  | 0 | [24 empty] | 0
6994579 | U MI CIT | LEVEL 4 | IDF 4-304C | 4-346 | OPERATING ROOM | 12 |  | 3 |  |  | WIRED SPARE |  |  |  | WIRED SPARE |  |  |  | WIRED SPARE | [15 empty] | OR | 2024-08-07 | OR 14 | [23 empty] | 0 | [18 empty] | 0 |  | 0 | [24 empty] | 0
6994545 | U MI CIT | LEVEL 4 | IDF 4-304C | 4-346 | OPERATING ROOM | 16 |  | 3 |  |  | WIRED SPARE |  |  |  | WIRED SPARE |  |  |  | WIRED SPARE | [15 empty] | OR | 2024-08-07 | OR 14 | [23 empty] | 0 | [18 empty] | 0 |  | 0 | [24 empty] | 0
6994552 | U MI CIT | LEVEL 4 | IDF 4-304C | 4-346 | OPERATING ROOM | 17 |  | 3 |  |  | MEDICAL EQUIPMENT-MOBILE |  |  |  | WIRED SPARE |  |  |  | SPARE | [15 empty] | OR | 2024-08-07 | OR 14 | [23 empty] | 0 | [18 empty] | 0 |  | 0 | [24 empty] | 0
10536377 | U MI CIT | LEVEL 6 | IDF 6-304C | 6-315F | MRI ROOM | 4 |  | AS |  |  | PHONE |  |  |  | WIRED SPARE |  |  |  | WORKSTATION | [7 empty] | PHYSIO MONITOR | [8 empty] | 2/17/25 Charlotta | [5 empty] | Y | [18 empty] | 0 | [18 empty] | 0 |  | 0 | [24 empty] | 0 | [8 empty] | ANLG-CPE |  |  | 2-17-25 Charlotta Email | 2/17/2025 denroth
5453204 | U MI CIT | LEVEL 4 | IDF 4-304C | 4-346 | OPERATING ROOM | 25 |  | 3 |  |  | MEDICAL EQUIPMENT-MOBILE |  |  |  | WIRED SPARE |  |  |  | SPARE | [15 empty] | OR | 2024-08-07 | OR 14 | [23 empty] | 0 | [18 empty] | 0 |  | 0 | [24 empty] | 0
5453188 | U MI CIT | LEVEL 4 | IDF 4-304C | 4-346 | OPERATING ROOM | 26 |  | 3 |  |  | MEDICAL EQUIPMENT-MOBILE |  |  |  | WIRED SPARE |  |  |  | SPARE | [15 empty] | OR | 2024-08-07 | OR 14 | [23 empty] | 0 | [18 empty] | 0 |  | 0 | [24 empty] | 0
5453156 | U MI CIT | LEVEL 4 | IDF 4-304C | 4-346 | OPERATING ROOM | 27 |  | 3 |  |  | MEDICAL EQUIPMENT-MOBILE |  |  |  | WIRED SPARE |  |  |  | SPARE | [15 empty] | OR | 2024-08-07 | OR 14 | [23 empty] | 0 | [18 empty] | 0 |  | 0 | [24 empty] | 0
6994531 | U MI CIT | LEVEL 4 | IDF 4-304C | 4-346 | OPERATING ROOM | 28 |  | 6 |  |  | MEDICAL EQUIPMENT-FIXED |  |  |  | PRINTER |  |  |  | WIRED SPARE | [7 empty] | WIRED SPARE | [7 empty] | OR | 2024-08-07 | OR 14 | [23 empty] | 0 | [18 empty] | 0 |  | 0 | [24 empty] | 0
4547540 | U MI CIT | LEVEL 6 | IDF 6-304C | 6-316 | OPERATING ROOM, NEURO | 20 |  | AS |  |  | PHONE |  |  |  | WIRED SPARE |  |  |  | WORKSTATION | [7 empty] | PHYSIO MONITOR | [7 empty] | OR | 2024-11-25 | OR 3 |  |  |  |  | Y | [18 empty] | 0 | [18 empty] | 0 |  | 0 | [24 empty] | 0 | [8 empty] | ANLG-CPE |  |  | New shared DID in OR, CSS 40,no VM (ANES) | AEI approved change in IDF room from 6-238C to 6-403C
10833449 | U MI CIT | LEVEL 4 | IDF 4-304C | 4-346 | OPERATING ROOM | 30 |  | 3 |  |  | WIRED SPARE |  |  |  | WIRED SPARE |  |  |  | WIRED SPARE | [15 empty] | OR | 2024-08-07 | OR 14 | [23 empty] | 0 | [18 empty] | 0 |  | 0 | [24 empty] | 0
4818457 | U MI CIT | LEVEL 4 | IDF 4-304C | 4-348 | OPERATING ROOM | 3 |  | 3 |  |  | PHONE |  |  |  | MEDICAL EQUIPMENT-MOBILE |  |  |  | SPARE | [15 empty] | OR | 2024-08-07 | OR 12 |  |  |  |  | Y | [18 empty] | 0 |  |  |  | 1 |  |  | 1 | [6 empty] | 1 |  |  |  |  | 0 | 1 | 0 |  | 1 | 1 | [13 empty] | 1 | [7 empty] | 0 |  |  |  | 8811 | [7 empty] | New DID, CSS 40, VM Yes
4818449 | U MI CIT | LEVEL 4 | IDF 4-304C | 4-348 | OPERATING ROOM | 5 |  | 3 |  |  | MEDICAL EQUIPMENT-MOBILE |  |  |  | WIRED SPARE |  |  |  | SPARE | [15 empty] | OR | 2024-08-07 | OR 12 | [23 empty] | 0 | [18 empty] | 0 |  | 0 | [24 empty] | 0
6655999 | U MI CIT | LEVEL 4 | IDF 4-304C | 4-348 | OPERATING ROOM | 6 |  | 3 |  |  | WORKSTATION |  |  |  | WIRED SPARE |  |  |  | SPARE | [15 empty] | OR | 2024-08-07 | OR 12 | [23 empty] | 0 |  |  |  | 1 |  |  | 1 | [6 empty] | 1 |  |  |  |  | 0 | 1 | 0 |  | 1 | 1 | [13 empty] | 1 | [7 empty] | 0
6655727 | U MI CIT | LEVEL 4 | IDF 4-304C | 4-348 | OPERATING ROOM | 7 |  | 3 |  |  | WIRED SPARE |  |  |  | WIRED SPARE |  |  |  | WIRED SPARE | [15 empty] | OR | 2024-08-07 | OR 12 | [23 empty] | 0 | [18 empty] | 0 |  | 0 | [24 empty] | 0
4818409 | U MI CIT | LEVEL 4 | IDF 4-304C | 4-348 | OPERATING ROOM | 8 |  | 3 |  |  | PHONE/WORKSTATION |  |  |  | WIRED SPARE |  |  |  | SPARE | [15 empty] | OR | 2024-08-07 | OR 12 |  |  |  |  | Y | [18 empty] | 0 |  |  |  | 1 |  | 1 | [8 empty] | 2 |  |  |  | 0 | 1 | 0 |  |  | 1 | [21 empty] | 0 |  |  |  | 8811 | [7 empty] | New DID, CSS 40, VM Yes
6653611 | U MI CIT | LEVEL 4 | IDF 4-304C | 4-348 | OPERATING ROOM | 9 |  | 3 |  |  | LABEL PRINTER |  |  |  | WIRED SPARE |  |  |  | SPARE | [15 empty] | OR | 2024-08-07 | OR 12 | [21 empty] | PRT-PAV0416 |  | 0 | [18 empty] | 0 |  | 0 | [23 empty] | 1 | 0
7038126 | U MI CIT | LEVEL 4 | IDF 4-304C | 4-348 | OPERATING ROOM | 11 |  | 3 |  |  | REFRIGERATOR |  |  |  | WIRED SPARE |  |  |  | SPARE | [15 empty] | OR | 2024-08-07 | OR 12 | [23 empty] | 0 | [18 empty] | 0 |  | 0 | [24 empty] | 0
4818505 | U MI CIT | LEVEL 4 | IDF 4-304C | 4-348 | OPERATING ROOM | 13 |  | 3 |  |  | WIRED SPARE |  |  |  | WIRED SPARE |  |  |  | WIRED SPARE | [15 empty] | OR | 2024-08-07 | OR 12 | [23 empty] | 0 | [18 empty] | 0 |  | 0 | [24 empty] | 0
6994470 | U MI CIT | LEVEL 4 | IDF 4-304C | 4-348 | OPERATING ROOM | 16 |  | 3 |  |  | WIRED SPARE |  |  |  | WIRED SPARE |  |  |  | WIRED SPARE | [15 empty] | OR | 2024-08-07 | OR 12 | [23 empty] | 0 | [18 empty] | 0 |  | 0 | [24 empty] | 0
6994477 | U MI CIT | LEVEL 4 | IDF 4-304C | 4-348 | OPERATING ROOM | 17 |  | 3 |  |  | MEDICAL EQUIPMENT-MOBILE |  |  |  | WIRED SPARE |  |  |  | SPARE | [15 empty] | OR | 2024-08-07 | OR 12 | [23 empty] | 0 | [18 empty] | 0 |  | 0 | [24 empty] | 0
7043503 | U MI CIT | LEVEL 6 | IDF 6-304C | 6-316 | OPERATING ROOM, NEURO | 26 |  | AS |  |  | PHONE |  |  |  | WIRED SPARE |  |  |  | WORKSTATION | [7 empty] | PHYSIO MONITOR | [7 empty] | OR | 2024-11-25 | OR 3 |  |  |  |  | Y | [12 empty] | 1 | anest. boom flush mount for micro cpu, 24-inch Dell monitor, 24-inch ELO monitor, wireless BCMA scanner, keyboard and mouse |  |  |  |  | 0 |  |  |  | 1 |  |  | 1 | [6 empty] | 1 |  | 1 |  |  | 0 | 1 | 0 |  | 1 | 1 | [21 empty] | 0 | [8 empty] | ANLG-CPE |  |  | New shared DID in OR, CSS 40,no VM (ANES) | AEI approved change in IDF room from 6-238C to 6-403C
5453140 | U MI CIT | LEVEL 4 | IDF 4-304C | 4-348 | OPERATING ROOM | 24 |  | 3 |  |  | MEDICAL EQUIPMENT-MOBILE |  |  |  | WIRED SPARE |  |  |  | SPARE | [15 empty] | OR | 2024-08-07 | OR 12 | [23 empty] | 0 | [18 empty] | 0 |  | 0 | [24 empty] | 0
5453124 | U MI CIT | LEVEL 4 | IDF 4-304C | 4-348 | OPERATING ROOM | 25 |  | 3 |  |  | MEDICAL EQUIPMENT-MOBILE |  |  |  | WIRED SPARE |  |  |  | SPARE | [15 empty] | OR | 2024-08-07 | OR 12 | [23 empty] | 0 | [18 empty] | 0 |  | 0 | [24 empty] | 0
5453108 | U MI CIT | LEVEL 4 | IDF 4-304C | 4-348 | OPERATING ROOM | 26 |  | 3 |  |  | MEDICAL EQUIPMENT-MOBILE |  |  |  | WIRED SPARE |  |  |  | SPARE | [15 empty] | OR | 2024-08-07 | OR 12 | [23 empty] | 0 | [18 empty] | 0 |  | 0 | [24 empty] | 0
6994446 | U MI CIT | LEVEL 4 | IDF 4-304C | 4-348 | OPERATING ROOM | 27 |  | 6 |  |  | MEDICAL EQUIPMENT-FIXED |  |  |  | PRINTER |  |  |  | WIRED SPARE | [7 empty] | WIRED SPARE | [7 empty] | OR | 2024-08-07 | OR 12 | [23 empty] | 0 | [18 empty] | 0 |  | 0 | [24 empty] | 0
6994458 | U MI CIT | LEVEL 4 | IDF 4-304C | 4-348 | OPERATING ROOM | 30 |  | 3 |  |  | WIRED SPARE |  |  |  | WIRED SPARE |  |  |  | WIRED SPARE | [15 empty] | OR | 2024-08-07 | OR 12 | [23 empty] | 0 | [18 empty] | 0 |  | 0 | [24 empty] | 0
10833871 | U MI CIT | LEVEL 4 | IDF 4-304C | 4-410Z | CORRIDOR | 2 |  | TC |  |  | TIME/ATTEND CLOCK | [23 empty] | PAVILION CORE TEAM | 2024-08-07 | [24 empty] | 0 | [18 empty] | 0 |  | 0 | [24 empty] | 0
10833853 | U MI CIT | LEVEL 4 | IDF 4-304C | 4-410Z | CORRIDOR | 6 |  | TC |  |  | TIME/ATTEND CLOCK | [23 empty] | PAVILION CORE TEAM | 2024-08-07 | [24 empty] | 0 | [18 empty] | 0 |  | 0 | [24 empty] | 0
6987588 | U MI CIT | LEVEL 4 | IDF 4-304C | 4-411 | EQUIPMENT STORAGE | 1 |  | 3 |  |  | MEDICAL EQUIPMENT-MOBILE |  |  |  | MEDICAL EQUIPMENT-MOBILE |  |  |  | MEDICAL EQUIPMENT-MOBILE | [15 empty] | OR | 2024-08-07 | [24 empty] | 0 | [18 empty] | 0 |  | 0 | [24 empty] | 0
6987579 | U MI CIT | LEVEL 4 | IDF 4-304C | 4-411 | EQUIPMENT STORAGE | 2 |  | 3 |  |  | MEDICAL EQUIPMENT-MOBILE |  |  |  | MEDICAL EQUIPMENT-MOBILE |  |  |  | MEDICAL EQUIPMENT-MOBILE | [15 empty] | OR | 2024-08-07 | [24 empty] | 0 | [18 empty] | 0 |  | 0 | [24 empty] | 0
6572048 | U MI CIT | LEVEL 4 | IDF 4-304C | 4-423 | STAFF LOUNGE | 1 |  | AV3 |  |  | FW DIGITAL SIGN MONITORING |  |  |  | FW DIGITAL SIGN CORE PC |  |  |  | SPARE | [15 empty] | OR | 2024-08-07 | [13 empty] | CDIAVS | 4Winds DS | EC | [8 empty] | 0 | [18 empty] | 0 |  | 0 | [24 empty] | 0
10833889 | U MI CIT | LEVEL 4 | IDF 4-304C | 4-423 | STAFF LOUNGE | 2 |  | 3 |  |  | WIRED SPARE |  |  |  | WIRED SPARE |  |  |  | WIRED SPARE | [15 empty] | OR | 2024-08-07 | [24 empty] | 0 | [18 empty] | 0 |  | 0 | [24 empty] | 0
10833918 | U MI CIT | LEVEL 4 | IDF 4-304C | 4-423 | STAFF LOUNGE | 3 |  | 3 |  |  | WIRED SPARE |  |  |  | WIRED SPARE |  |  |  | WIRED SPARE | [15 empty] | OR | 2024-08-07 | [24 empty] | 0 | [18 empty] | 0 |  | 0 | [24 empty] | 0
10833925 | U MI CIT | LEVEL 4 | IDF 4-304C | 4-423 | STAFF LOUNGE | 4 |  | 3 |  |  | WIRED SPARE |  |  |  | WIRED SPARE |  |  |  | WIRED SPARE | [15 empty] | OR | 2024-08-07 | [24 empty] | 0 | [18 empty] | 0 |  | 0 | [24 empty] | 0
10833932 | U MI CIT | LEVEL 4 | IDF 4-304C | 4-423 | STAFF LOUNGE | 6 |  | 3 |  |  | WIRED SPARE |  |  |  | WIRED SPARE |  |  |  | WIRED SPARE | [15 empty] | OR | 2024-08-07 | [24 empty] | 0 | [18 empty] | 0 |  | 0 | [24 empty] | 0
10833939 | U MI CIT | LEVEL 4 | IDF 4-304C | 4-423 | STAFF LOUNGE | 7 |  | 3 |  |  | WIRED SPARE |  |  |  | WIRED SPARE |  |  |  | WIRED SPARE | [15 empty] | OR | 2024-08-07 | [24 empty] | 0 | [18 empty] | 0 |  | 0 | [24 empty] | 0
4703041 | U MI CIT | LEVEL 4 | IDF 4-304C | 4-431 | CONFERENCE ROOM | 3 |  | 3 |  |  | WIRED SPARE |  |  |  | WIRED SPARE |  |  |  | WIRED SPARE | [15 empty] | OR | 2024-08-07 | [24 empty] | 0 | [18 empty] | 0 |  | 0 | [24 empty] | 0
6987596 | U MI CIT | LEVEL 4 | IDF 4-304C | 4-520B | ALC | 1 |  | 3 |  |  | MEDICAL EQUIPMENT-MOBILE |  |  |  | WIRED SPARE |  |  |  | SPARE | [15 empty] | OR | 2024-08-07 | [24 empty] | 0 | [18 empty] | 0 |  | 0 | [24 empty] | 0
7049197 | U MI CIT | LEVEL 6 | IDF 6-122C | 6-001A | CONSULT (Compass Station) | 1 |  | AV |  |  | WORKSTATION |  |  |  | WIRED SPARE | [19 empty] | PERIOP SERVICES | 2024-08-07 | [24 empty] | 0 |  |  |  | 1 |  |  |  | 1 | [6 empty] | 1 |  |  | 1 | 0 |  | 0 |  |  | 1 | [21 empty] | 0
10879626 | U MI CIT | LEVEL 6 | IDF 6-122C | 6-001A | CONSULT (Compass Station) | 2 |  | AV |  |  | WORKSTATION |  |  |  | WIRED SPARE | [19 empty] | PERIOP SERVICES | 2024-08-07 | [24 empty] | 0 |  |  |  | 1 |  |  |  | 1 | [6 empty] | 1 |  |  | 1 | 0 |  | 0 |  |  | 1 | [21 empty] | 0
7049142 | U MI CIT | LEVEL 6 | IDF 6-122C | 6-001B | CONSULT (Compass Station) | 2 |  | AV |  |  | WORKSTATION |  |  |  | WIRED SPARE | [19 empty] | PERIOP SERVICES | 2024-08-07 | [24 empty] | 0 |  |  |  | 1 |  |  |  | 1 | [6 empty] | 1 |  |  | 1 | 0 |  | 0 |  |  | 1 | [21 empty] | 0
7048977 | U MI CIT | LEVEL 6 | IDF 6-122C | 6-001D | CONSULT (Compass Station) | 2 |  | AV |  |  | WORKSTATION |  |  |  | WIRED SPARE | [19 empty] | PERIOP SERVICES | 2024-08-07 | [24 empty] | 0 |  |  |  | 1 |  |  |  | 1 | [6 empty] | 1 |  |  | 1 | 0 |  | 0 |  |  | 1 | [21 empty] | 0
4446680 | U MI CIT | LEVEL 6 | IDF 6-304C | 6-306-2 | OR FRONT DESK-2 | 6 |  | 3 |  |  | WIRED SPARE |  |  |  | WIRED SPARE |  |  |  | WIRED SPARE | [15 empty] | OR | 2024-08-07 | [24 empty] | 0 | [18 empty] | 0 |  | 0 | [24 empty] | 0
4725583 | U MI CIT | LEVEL 6 | IDF 6-238C | 6-314 | STERILE CORE | 2 |  | 3 |  |  | MEDICAL EQUIPMENT MOBILE |  |  |  | WIRED SPARE |  |  |  | SPARE | [15 empty] | PERIOP | 2024-08-07 | [24 empty] | 0 | [18 empty] | 0 |  | 0 | [24 empty] | 0 | [11 empty] | PERIOP team wanted port A activated at each location in the sterile core
4725416 | U MI CIT | LEVEL 6 | IDF 6-238C | 6-314 | STERILE CORE | 3 |  | 3 |  |  | MEDICAL EQUIPMENT MOBILE |  |  |  | WIRED SPARE |  |  |  | SPARE | [15 empty] | PERIOP | 2024-08-07 | [24 empty] | 0 | [18 empty] | 0 |  | 0 | [24 empty] | 0 | [11 empty] | PERIOP team wanted port A activated at each location in the sterile core
4725245 | U MI CIT | LEVEL 6 | IDF 6-238C | 6-314 | STERILE CORE | 4 |  | 3 |  |  | MEDICAL EQUIPMENT MOBILE |  |  |  | WIRED SPARE |  |  |  | SPARE | [15 empty] | PERIOP | 2024-08-07 | [24 empty] | 0 | [18 empty] | 0 |  | 0 | [24 empty] | 0 | [11 empty] | PERIOP team wanted port A activated at each location in the sterile core
4725294 | U MI CIT | LEVEL 6 | IDF 6-238C | 6-314 | STERILE CORE | 5 |  | 3 |  |  | MEDICAL EQUIPMENT MOBILE |  |  |  | WIRED SPARE |  |  |  | SPARE | [15 empty] | PERIOP | 2024-08-07 | [24 empty] | 0 | [18 empty] | 0 |  | 0 | [24 empty] | 0 | [11 empty] | PERIOP team wanted port A activated at each location in the sterile core
4725189 | U MI CIT | LEVEL 6 | IDF 6-238C | 6-314 | STERILE CORE | 6 |  | 3 |  |  | MEDICAL EQUIPMENT MOBILE |  |  |  | WIRED SPARE |  |  |  | SPARE | [15 empty] | PERIOP | 2024-08-07 | [24 empty] | 0 | [18 empty] | 0 |  | 0 | [24 empty] | 0 | [11 empty] | PERIOP team wanted port A activated at each location in the sterile core
4547500 | U MI CIT | LEVEL 6 | IDF 6-238C | 6-314 | STERILE CORE | 7 |  | 3 |  |  | MEDICAL EQUIPMENT MOBILE |  |  |  | WIRED SPARE |  |  |  | SPARE | [15 empty] | PERIOP | 2024-08-07 | [24 empty] | 0 | [18 empty] | 0 |  | 0 | [24 empty] | 0 | [11 empty] | PERIOP team wanted port A activated at each location in the sterile core
6619958 | U MI CIT | LEVEL 6 | IDF 6-238C | 6-314 | STERILE CORE | 8 |  | 3 |  |  | MEDICAL EQUIPMENT MOBILE |  |  |  | WIRED SPARE |  |  |  | SPARE | [15 empty] | PERIOP | 2024-08-07 | [24 empty] | 0 | [18 empty] | 0 |  | 0 | [24 empty] | 0 | [11 empty] | PERIOP team wanted port A activated at each location in the sterile core
4725819 | U MI CIT | LEVEL 6 | IDF 6-238C | 6-314 | STERILE CORE | 9 |  | 3 |  |  | MEDICAL EQUIPMENT MOBILE |  |  |  | WIRED SPARE |  |  |  | SPARE | [15 empty] | PERIOP | 2024-08-07 | [24 empty] | 0 | [18 empty] | 0 |  | 0 | [24 empty] | 0 | [11 empty] | PERIOP team wanted port A activated at each location in the sterile core
4726132 | U MI CIT | LEVEL 6 | IDF 6-238C | 6-314 | STERILE CORE | 10 |  | 3 |  |  | MEDICAL EQUIPMENT MOBILE |  |  |  | WIRED SPARE |  |  |  | SPARE | [15 empty] | PERIOP | 2024-08-07 | [24 empty] | 0 | [18 empty] | 0 |  | 0 | [24 empty] | 0 | [11 empty] | PERIOP team wanted port A activated at each location in the sterile core
4725891 | U MI CIT | LEVEL 6 | IDF 6-238C | 6-314 | STERILE CORE | 11 |  | 3 |  |  | MEDICAL EQUIPMENT MOBILE |  |  |  | WIRED SPARE |  |  |  | SPARE | [15 empty] | PERIOP | 2024-08-07 | [24 empty] | 0 | [18 empty] | 0 |  | 0 | [24 empty] | 0 | [11 empty] | PERIOP team wanted port A activated at each location in the sterile core
4725911 | U MI CIT | LEVEL 6 | IDF 6-238C | 6-314 | STERILE CORE | 12 |  | 3 |  |  | MEDICAL EQUIPMENT MOBILE |  |  |  | WIRED SPARE |  |  |  | SPARE | [15 empty] | PERIOP | 2024-08-07 | [24 empty] | 0 | [18 empty] | 0 |  | 0 | [24 empty] | 0 | [11 empty] | PERIOP team wanted port A activated at each location in the sterile core
4725931 | U MI CIT | LEVEL 6 | IDF 6-238C | 6-314 | STERILE CORE | 13 |  | 3 |  |  | MEDICAL EQUIPMENT-FIXED |  |  |  | WIRED SPARE |  |  |  | SPARE | [15 empty] | PERIOP | 2024-08-07 | [24 empty] | 0 | [18 empty] | 0 |  | 0 | [24 empty] | 0 | [11 empty] | PERIOP team wanted port A activated at each location in the sterile core
4725951 | U MI CIT | LEVEL 6 | IDF 6-238C | 6-314 | STERILE CORE | 14 |  | 3 |  |  | Pyxis MedStation (NPE01) |  |  |  | WIRED SPARE |  |  |  | SPARE | [15 empty] | PERIOP | 2024-08-07 | [24 empty] | 0 | [18 empty] | 0 |  | 0 | [24 empty] | 0 | [11 empty] | PERIOP team wanted port A activated at each location in the sterile core
4726203 | U MI CIT | LEVEL 6 | IDF 6-238C | 6-314 | STERILE CORE | 15 |  | 3 |  |  | MEDICAL EQUIPMENT MOBILE |  |  |  | WIRED SPARE |  |  |  | SPARE | [15 empty] | PERIOP | 2024-08-07 | [24 empty] | 0 | [18 empty] | 0 |  | 0 | [24 empty] | 0 | [11 empty] | PERIOP team wanted port A activated at each location in the sterile core
4725971 | U MI CIT | LEVEL 6 | IDF 6-238C | 6-314 | STERILE CORE | 16 |  | 3 |  |  | REFRIGERATOR |  |  |  | WIRED SPARE |  |  |  | SPARE | [15 empty] | PERIOP | 2024-08-07 | [24 empty] | 0 | [18 empty] | 0 |  | 0 | [24 empty] | 0 | [11 empty] | PERIOP team wanted port A activated at each location in the sterile core
4725991 | U MI CIT | LEVEL 6 | IDF 6-238C | 6-314 | STERILE CORE | 17 |  | 3 |  |  | MEDICAL EQUIPMENT-FIXED |  |  |  | WIRED SPARE |  |  |  | SPARE | [15 empty] | PERIOP | 2024-08-07 | [24 empty] | 0 | [18 empty] | 0 |  | 0 | [24 empty] | 0 | [11 empty] | PERIOP team wanted port A activated at each location in the sterile core
4726246 | U MI CIT | LEVEL 6 | IDF 6-238C | 6-314 | STERILE CORE | 18 |  | 3 |  |  | MEDICAL EQUIPMENT-FIXED |  |  |  | WIRED SPARE |  |  |  | SPARE | [15 empty] | PERIOP | 2024-08-07 | [24 empty] | 0 | [18 empty] | 0 |  | 0 | [24 empty] | 0 | [11 empty] | PERIOP team wanted port A activated at each location in the sterile core
4726291 | U MI CIT | LEVEL 6 | IDF 6-238C | 6-314 | STERILE CORE | 19 |  | 3 |  |  | MEDICAL EQUIPMENT MOBILE |  |  |  | WIRED SPARE |  |  |  | SPARE | [15 empty] | PERIOP | 2024-08-07 | [24 empty] | 0 | [18 empty] | 0 |  | 0 | [24 empty] | 0 | [11 empty] | PERIOP team wanted port A activated at each location in the sterile core
4726011 | U MI CIT | LEVEL 6 | IDF 6-238C | 6-314 | STERILE CORE | 20 |  | 3 |  |  | MEDICAL EQUIPMENT MOBILE |  |  |  | WIRED SPARE |  |  |  | SPARE | [15 empty] | PERIOP | 2024-08-07 | [24 empty] | 0 | [18 empty] | 0 |  | 0 | [24 empty] | 0 | [11 empty] | PERIOP team wanted port A activated at each location in the sterile core
4726061 | U MI CIT | LEVEL 6 | IDF 6-238C | 6-314 | STERILE CORE | 21 |  | 3 |  |  | MEDICAL EQUIPMENT MOBILE |  |  |  | WIRED SPARE |  |  |  | SPARE | [15 empty] | PERIOP | 2024-08-07 | [24 empty] | 0 | [18 empty] | 0 |  | 0 | [24 empty] | 0 | [11 empty] | PERIOP team wanted port A activated at each location in the sterile core
4726352 | U MI CIT | LEVEL 6 | IDF 6-238C | 6-314 | STERILE CORE | 22 |  | 3 |  |  | MEDICAL EQUIPMENT MOBILE |  |  |  | WIRED SPARE |  |  |  | SPARE | [15 empty] | PERIOP | 2024-08-07 | [24 empty] | 0 | [18 empty] | 0 |  | 0 | [24 empty] | 0 | [11 empty] | PERIOP team wanted port A activated at each location in the sterile core
7464006 | U MI CIT | LEVEL 6 | IDF 6-238C | 6-314 | STERILE CORE | 24 |  | 3 |  |  | MEDICAL EQUIPMENT MOBILE |  |  |  | WIRED SPARE |  |  |  | SPARE | [15 empty] | PERIOP | 2024-08-07 | [24 empty] | 0 | [18 empty] | 0 |  | 0 | [24 empty] | 0 | [11 empty] | PERIOP team wanted port A activated at each location in the sterile core
7463970 | U MI CIT | LEVEL 6 | IDF 6-238C | 6-314 | STERILE CORE | 25 |  | 3 |  |  | MEDICAL EQUIPMENT MOBILE |  |  |  | WIRED SPARE |  |  |  | SPARE | [15 empty] | PERIOP | 2024-08-07 | [24 empty] | 0 | [18 empty] | 0 |  | 0 | [24 empty] | 0 | [11 empty] | PERIOP team wanted port A activated at each location in the sterile core
4437682 | U MI CIT | LEVEL 6 | IDF 6-304C | 6-315A | OPERATING ROOM, MR HYBRID | 3 |  | 3-L |  |  | WIRED SPARE |  |  |  | WIRED SPARE |  |  |  | WIRED SPARE | [15 empty] | OR | 2024-08-07 | MR/OR 1 | [23 empty] | 0 | [18 empty] | 0 |  | 0 | [24 empty] | 0
10534828 | U MI CIT | LEVEL 6 | IDF 6-304C | 6-315A | OPERATING ROOM, MR HYBRID | 4 |  | 3-L |  |  | WORKSTATION |  |  |  | WIRED SPARE |  |  |  | SPARE | [15 empty] | OR | 2024-08-07 | MR/OR 1 | [23 empty] | 0 | [18 empty] | 0 |  | 0 | [24 empty] | 0
10545155 | U MI CIT | LEVEL 6 | IDF 6-304C | 6-315A | OPERATING ROOM, MR HYBRID | 6 |  | 3-L |  |  | WORKSTATION |  |  |  | WIRED SPARE |  |  |  | SPARE | [15 empty] | OR | 2024-08-07 | MR/OR 1 | [23 empty] | 0 | [18 empty] | 0 |  | 0 | [24 empty] | 0
4437059 | U MI CIT | LEVEL 6 | IDF 6-304C | 6-315A | OPERATING ROOM, MR HYBRID | 7 |  | 3-L |  |  | WIRED SPARE |  |  |  | WIRED SPARE |  |  |  | WIRED SPARE | [15 empty] | OR | 2024-08-07 | MR/OR 1 | [23 empty] | 0 | [18 empty] | 0 |  | 0 | [24 empty] | 0
4437039 | U MI CIT | LEVEL 6 | IDF 6-304C | 6-315A | OPERATING ROOM, MR HYBRID | 8 |  | 3-L |  |  | WIRED SPARE |  |  |  | WIRED SPARE |  |  |  | WIRED SPARE | [15 empty] | OR | 2024-08-07 | MR/OR 1 | [23 empty] | 0 | [18 empty] | 0 |  | 0 | [24 empty] | 0
4547259 | U MI CIT | LEVEL 6 | IDF 6-304C | 6-318 | OPERATING ROOM, NEURO | 21 |  | AS |  |  | PHONE |  |  |  | WIRED SPARE |  |  |  | WORKSTATION | [7 empty] | PHYSIO MONITOR | [7 empty] | OR | 2024-11-25 | OR 5 |  |  |  |  | Y | [18 empty] | 0 | [18 empty] | 0 |  | 0 | [24 empty] | 0 | [8 empty] | ANLG-CPE |  |  | New shared DID in OR, CSS 40,no VM (ANES) | AEI approved change in IDF room from 6-238C to 6-403C
7043555 | U MI CIT | LEVEL 6 | IDF 6-304C | 6-318 | OPERATING ROOM, NEURO | 27 |  | AS |  |  | PHONE |  |  |  | WIRED SPARE |  |  |  | WORKSTATION | [7 empty] | PHYSIO MONITOR | [7 empty] | OR | 2024-11-25 | OR 5 |  |  |  |  | Y | [12 empty] | 1 | anest. boom flush mount for micro cpu, 24-inch Dell monitor, 24-inch ELO monitor, wireless BCMA scanner, keyboard and mouse |  |  |  |  | 0 |  |  |  | 1 |  |  | 1 | [6 empty] | 1 |  | 1 |  |  | 0 | 1 | 0 |  | 1 | 1 | [21 empty] | 0 | [8 empty] | ANLG-CPE |  |  | New shared DID in OR, CSS 40,no VM (ANES) | AEI approved change in IDF room from 6-238C to 6-403C
10534251 | U MI CIT | LEVEL 6 | IDF 6-304C | 6-315A | OPERATING ROOM, MR HYBRID | 20 |  | 3-L |  |  | PHONE/WORKSTATION |  |  |  | WIRED SPARE |  |  |  | SPARE | [15 empty] | OR | 2024-08-07 | MR/OR 1 |  |  |  |  | Y | [18 empty] | 0 | [18 empty] | 0 |  | 0 | [24 empty] | 0 |  |  |  | 8811 | [7 empty] | New DID, CSS 40, no VM
10535382 | U MI CIT | LEVEL 6 | IDF 6-304C | 6-315A | OPERATING ROOM, MR HYBRID | 21 |  | 3-L |  |  | WIRED SPARE |  |  |  | WIRED SPARE |  |  |  | WIRED SPARE | [15 empty] | OR | 2024-08-07 | MR/OR 1 | [23 empty] | 0 | [18 empty] | 0 |  | 0 | [24 empty] | 0
10534323 | U MI CIT | LEVEL 6 | IDF 6-304C | 6-315A | OPERATING ROOM, MR HYBRID | 22 |  | 3-L |  |  | WIRED SPARE |  |  |  | WIRED SPARE |  |  |  | WIRED SPARE | [15 empty] | OR | 2024-08-07 | MR/OR 1 | [23 empty] | 0 | [18 empty] | 0 |  | 0 | [24 empty] | 0
4448258 | U MI CIT | LEVEL 6 | IDF 6-238C | 6-322 | OPERATING ROOM, NEURO | 1 |  | 3 |  |  | PHONE/WORKSTATION |  |  |  | WIRED SPARE |  |  |  | SPARE | [15 empty] | OR | 2024-08-07 | OR 7 |  |  |  |  | Y | [18 empty] | 0 |  |  |  | 1 |  |  | 1 | [6 empty] | 1 |  |  |  |  | 0 | 1 | 0 |  | 1 | 1 | [13 empty] | 1 | [7 empty] | 0 |  |  |  | 8811 | [7 empty] | New DID, CSS 40, no VM
4448282 | U MI CIT | LEVEL 6 | IDF 6-238C | 6-322 | OPERATING ROOM, NEURO | 3 |  | 3 |  |  | WIRED SPARE |  |  |  | WIRED SPARE |  |  |  | WIRED SPARE | [15 empty] | OR | 2024-08-07 | OR 7 | [23 empty] | 0 | [18 empty] | 0 |  | 0 | [24 empty] | 0
4449174 | U MI CIT | LEVEL 6 | IDF 6-238C | 6-322 | OPERATING ROOM, NEURO | 4 |  | 3 |  |  | WORKSTATION |  |  |  | WIRED SPARE |  |  |  | SPARE | [15 empty] | OR | 2024-08-07 | OR 7 | [23 empty] | 0 |  |  |  | 1 |  |  | 1 | [6 empty] | 1 |  |  |  |  | 0 | 1 | 0 |  | 1 | 1 | [13 empty] | 1 | [7 empty] | 0
4448302 | U MI CIT | LEVEL 6 | IDF 6-238C | 6-322 | OPERATING ROOM, NEURO | 5 |  | 3 |  |  | WIRED SPARE |  |  |  | WIRED SPARE |  |  |  | WIRED SPARE | [15 empty] | OR | 2024-08-07 | OR 7 | [23 empty] | 0 | [18 empty] | 0 |  | 0 | [24 empty] | 0
4448330 | U MI CIT | LEVEL 6 | IDF 6-238C | 6-322 | OPERATING ROOM, NEURO | 6 |  | 3 |  |  | PHONE/WORKSTATION |  |  |  | WIRED SPARE |  |  |  | SPARE | [15 empty] | OR | 2024-08-07 | OR 7 |  |  |  |  | Y | [18 empty] | 0 |  |  |  | 1 |  | 1 | [8 empty] | 2 |  |  |  | 0 | 1 | 0 |  |  | 1 | [21 empty] | 0 |  |  |  | 8811 | [7 empty] | New DID, CSS 40, no VM
4448378 | U MI CIT | LEVEL 6 | IDF 6-238C | 6-322 | OPERATING ROOM, NEURO | 9 |  | 3 |  |  | WIRED SPARE |  |  |  | WIRED SPARE |  |  |  | WIRED SPARE | [15 empty] | OR | 2024-08-07 | OR 7 | [23 empty] | 0 | [18 empty] | 0 |  | 0 | [24 empty] | 0
4448398 | U MI CIT | LEVEL 6 | IDF 6-238C | 6-322 | OPERATING ROOM, NEURO | 10 |  | 3 |  |  | REFRIGERATOR |  |  |  | WIRED SPARE |  |  |  | SPARE | [15 empty] | OR | 2024-08-07 | OR 7 | [23 empty] | 0 | [18 empty] | 0 |  | 0 | [24 empty] | 0
4448446 | U MI CIT | LEVEL 6 | IDF 6-238C | 6-322 | OPERATING ROOM, NEURO | 11 |  | 3 |  |  | MEDICAL EQUIPMENT-MOBILE |  |  |  | WIRED SPARE |  |  |  | SPARE | [15 empty] | OR | 2024-08-07 | OR 7 | [23 empty] | 0 | [18 empty] | 0 |  | 0 | [24 empty] | 0
4823656 | U MI CIT | LEVEL 6 | IDF 6-238C | 6-322 | OPERATING ROOM, NEURO | 13 |  | 3 |  |  | WIRED SPARE |  |  |  | WIRED SPARE |  |  |  | WIRED SPARE | [15 empty] | OR | 2024-08-07 | OR 7 | [23 empty] | 0 | [18 empty] | 0 |  | 0 | [24 empty] | 0
4823741 | U MI CIT | LEVEL 6 | IDF 6-238C | 6-322 | OPERATING ROOM, NEURO | 14 |  | 3 |  |  | WIRED SPARE |  |  |  | WIRED SPARE |  |  |  | WIRED SPARE | [15 empty] | OR | 2024-08-07 | OR 7 | [23 empty] | 0 | [18 empty] | 0 |  | 0 | [24 empty] | 0
4823812 | U MI CIT | LEVEL 6 | IDF 6-238C | 6-322 | OPERATING ROOM, NEURO | 15 |  | 3 |  |  | MEDICAL EQUIPMENT-MOBILE |  |  |  | WIRED SPARE |  |  |  | SPARE | [15 empty] | OR | 2024-08-07 | OR 7 | [23 empty] | 0 | [18 empty] | 0 |  | 0 | [24 empty] | 0
4448486 | U MI CIT | LEVEL 6 | IDF 6-238C | 6-322 | OPERATING ROOM, NEURO | 20 |  | AS |  |  | PHONE |  |  |  | WIRED SPARE |  |  |  | WORKSTATION | [7 empty] | PHYSIO MONITOR | [7 empty] | OR | 2024-08-07 | OR 7 |  |  |  |  | Y | [18 empty] | 0 | [18 empty] | 0 |  | 0 | [24 empty] | 0 | [8 empty] | ANLG-CPE |  |  | New shared DID in OR, CSS 40,no VM (ANES)
5458952 | U MI CIT | LEVEL 6 | IDF 6-238C | 6-322 | OPERATING ROOM, NEURO | 23 |  | 3 |  |  | MEDICAL EQUIPMENT-MOBILE |  |  |  | WIRED SPARE |  |  |  | SPARE | [15 empty] | OR | 2024-08-07 | OR 7 | [23 empty] | 0 | [18 empty] | 0 |  | 0 | [24 empty] | 0
5458936 | U MI CIT | LEVEL 6 | IDF 6-238C | 6-322 | OPERATING ROOM, NEURO | 24 |  | 3 |  |  | MEDICAL EQUIPMENT-MOBILE |  |  |  | WIRED SPARE |  |  |  | SPARE | [15 empty] | OR | 2024-08-07 | OR 7 | [23 empty] | 0 | [18 empty] | 0 |  | 0 | [24 empty] | 0
5458920 | U MI CIT | LEVEL 6 | IDF 6-238C | 6-322 | OPERATING ROOM, NEURO | 25 |  | 3 |  |  | MEDICAL EQUIPMENT-MOBILE |  |  |  | WIRED SPARE |  |  |  | SPARE | [15 empty] | OR | 2024-08-07 | OR 7 | [23 empty] | 0 | [18 empty] | 0 |  | 0 | [24 empty] | 0
7043576 | U MI CIT | LEVEL 6 | IDF 6-238C | 6-322 | OPERATING ROOM, NEURO | 26 |  | AS |  |  | PHONE |  |  |  | WIRED SPARE |  |  |  | WORKSTATION | [7 empty] | PHYSIO MONITOR | [7 empty] | OR | 2024-08-07 | OR 7 |  |  |  |  | Y | [12 empty] | 1 | anest. boom flush mount for micro cpu, 24-inch Dell monitor, 24-inch ELO monitor, wireless BCMA scanner, keyboard and mouse |  |  |  |  | 0 |  |  |  | 1 |  |  | 1 | [6 empty] | 1 |  | 1 |  |  | 0 | 1 | 0 |  | 1 | 1 | [21 empty] | 0 | [8 empty] | ANLG-CPE |  |  | New shared DID in OR, CSS 40,no VM (ANES)
7043583 | U MI CIT | LEVEL 6 | IDF 6-238C | 6-322 | OPERATING ROOM, NEURO | 27 |  | 6 |  |  | MEDICAL EQUIPMENT-FIXED |  |  |  | PRINTER |  |  |  | WIRED SPARE | [7 empty] | WIRED SPARE | [7 empty] | OR | 2024-08-07 | OR 7 | [23 empty] | 0 | [18 empty] | 0 |  | 0 | [24 empty] | 0
4822731 | U MI CIT | LEVEL 6 | IDF 6-238C | 6-332 | OPERATING ROOM, SPINE (SILENT) | 3 |  | 3 |  |  | PHONE/WORKSTATION |  |  |  | WIRED SPARE |  |  |  | SPARE | [15 empty] | OR | 2024-08-07 | OR 8 |  |  |  |  | Y | [18 empty] | 0 |  |  |  | 1 |  |  | 1 | [6 empty] | 1 |  |  |  |  | 0 | 1 | 0 |  | 1 | 1 | [13 empty] | 1 | [7 empty] | 0 |  |  |  | 8811 | [7 empty] | New DID, CSS 40, no VM
4822819 | U MI CIT | LEVEL 6 | IDF 6-238C | 6-332 | OPERATING ROOM, SPINE (SILENT) | 8 |  | 3 |  |  | PHONE/WORKSTATION |  |  |  | WIRED SPARE |  |  |  | SPARE | [15 empty] | OR | 2024-08-07 | OR 8 |  |  |  |  | Y | [18 empty] | 0 |  |  |  | 1 |  | 1 | [8 empty] | 2 |  |  |  | 0 | 1 | 0 |  |  | 1 | [21 empty] | 0 |  |  |  | 8811 | [7 empty] | New DID, CSS 40, no VM
4444566 | U MI CIT | LEVEL 6 | IDF 6-304C | 6-327 | EVS EQUIPMENT | 3 |  | 3 |  |  | PHONE/WORKSTATION |  |  |  | PRINTER |  |  |  | FAX | [15 empty] | SUPPLY CHAIN - EVS | 2024-03-05 |  |  |  | N | Y | Y | [18 empty] | 0 | [18 empty] | 0 |  | 0 | [24 empty] | 0 |  |  |  | 8811 |  |  |  |  | ANLG-FAX |  |  | New DID, CSS 40, VM Yes - ANLG FAX new DID CSS 40
4827970 | U MI CIT | LEVEL 6 | IDF 6-238C | 6-332 | OPERATING ROOM, SPINE (SILENT) | 22 |  | AS |  |  | PHONE |  |  |  | WIRED SPARE |  |  |  | WORKSTATION | [7 empty] | PHYSIO MONITOR | [7 empty] | OR | 2024-08-07 | OR 8 |  |  |  |  | Y | [18 empty] | 0 | [18 empty] | 0 |  | 0 | [24 empty] | 0 | [8 empty] | ANLG-CPE |  |  | New shared DID in OR, CSS 40,no VM (ANES)
4827297 | U MI CIT | LEVEL 6 | IDF 6-238C | 6-334 | OPERATING ROOM, NEURO | 5 |  | 3 |  |  | PHONE/WORKSTATION |  |  |  | WIRED SPARE |  |  |  | SPARE | [15 empty] | OR | 2024-08-07 | OR 6 |  |  |  |  | Y | [18 empty] | 0 |  |  |  | 1 |  |  | 1 | [6 empty] | 1 |  |  |  |  | 0 | 1 | 0 |  | 1 | 1 | [13 empty] | 1 | [7 empty] | 0 |  |  |  | 8811 | [7 empty] | New DID, CSS 40, no VM
4827305 | U MI CIT | LEVEL 6 | IDF 6-238C | 6-334 | OPERATING ROOM, NEURO | 7 |  | 3 |  |  | WIRED SPARE |  |  |  | WIRED SPARE |  |  |  | WIRED SPARE | [15 empty] | OR | 2024-08-07 | OR 6 | [23 empty] | 0 | [18 empty] | 0 |  | 0 | [24 empty] | 0
4827329 | U MI CIT | LEVEL 6 | IDF 6-238C | 6-334 | OPERATING ROOM, NEURO | 8 |  | 3 |  |  | WORKSTATION |  |  |  | WIRED SPARE |  |  |  | SPARE | [15 empty] | OR | 2024-08-07 | OR 6 | [23 empty] | 0 |  |  |  | 1 |  |  | 1 | [6 empty] | 1 |  |  |  |  | 0 | 1 | 0 |  | 1 | 1 | [13 empty] | 1 | [7 empty] | 0
4827313 | U MI CIT | LEVEL 6 | IDF 6-238C | 6-334 | OPERATING ROOM, NEURO | 9 |  | 3 |  |  | WIRED SPARE |  |  |  | WIRED SPARE |  |  |  | WIRED SPARE | [15 empty] | OR | 2024-08-07 | OR 6 | [23 empty] | 0 | [18 empty] | 0 |  | 0 | [24 empty] | 0
4827321 | U MI CIT | LEVEL 6 | IDF 6-238C | 6-334 | OPERATING ROOM, NEURO | 10 |  | 3 |  |  | PHONE/WORKSTATION |  |  |  | WIRED SPARE |  |  |  | SPARE | [15 empty] | OR | 2024-08-07 | OR 6 |  |  |  |  | Y | [18 empty] | 0 |  |  |  | 1 |  | 1 | [8 empty] | 2 |  |  |  | 0 | 1 | 0 |  |  | 1 | [21 empty] | 0 |  |  |  | 8811 | [7 empty] | New DID, CSS 40, no VM
4827048 | U MI CIT | LEVEL 6 | IDF 6-238C | 6-334 | OPERATING ROOM, NEURO | 13 |  | 3 |  |  | WIRED SPARE |  |  |  | WIRED SPARE |  |  |  | WIRED SPARE | [15 empty] | OR | 2024-08-07 | OR 6 | [23 empty] | 0 | [18 empty] | 0 |  | 0 | [24 empty] | 0
4827056 | U MI CIT | LEVEL 6 | IDF 6-238C | 6-334 | OPERATING ROOM, NEURO | 14 |  | 3 |  |  | REFRIGERATOR |  |  |  | WIRED SPARE |  |  |  | SPARE | [15 empty] | OR | 2024-08-07 | OR 6 | [23 empty] | 0 | [18 empty] | 0 |  | 0 | [24 empty] | 0
4827573 | U MI CIT | LEVEL 6 | IDF 6-238C | 6-334 | OPERATING ROOM, NEURO | 15 |  | 3 |  |  | WIRED SPARE |  |  |  | WIRED SPARE |  |  |  | WIRED SPARE | [15 empty] | OR | 2024-08-07 | OR 6 | [23 empty] | 0 | [18 empty] | 0 |  | 0 | [24 empty] | 0
10874762 | U MI CIT | LEVEL 6 | IDF 6-238C | 6-334 | OPERATING ROOM, NEURO | 17 |  | 3 |  |  | WIRED SPARE |  |  |  | WIRED SPARE |  |  |  | WIRED SPARE | [15 empty] | OR | 2024-08-07 | OR 6 | [23 empty] | 0 | [18 empty] | 0 |  | 0 | [24 empty] | 0
4827621 | U MI CIT | LEVEL 6 | IDF 6-238C | 6-334 | OPERATING ROOM, NEURO | 18 |  | 3 |  |  | MEDICAL EQUIPMENT-MOBILE |  |  |  | WIRED SPARE |  |  |  | SPARE | [15 empty] | OR | 2024-08-07 | OR 6 | [23 empty] | 0 | [18 empty] | 0 |  | 0 | [24 empty] | 0
4827629 | U MI CIT | LEVEL 6 | IDF 6-238C | 6-334 | OPERATING ROOM, NEURO | 19 |  | 3 |  |  | WIRED SPARE |  |  |  | WIRED SPARE |  |  |  | WIRED SPARE | [15 empty] | OR | 2024-08-07 | OR 6 | [23 empty] | 0 | [18 empty] | 0 |  | 0 | [24 empty] | 0
7042127 | U MI CIT | LEVEL 6 | IDF 6-238C | 6-332 | OPERATING ROOM, SPINE (SILENT) | 29 |  | AS |  |  | PHONE |  |  |  | WIRED SPARE |  |  |  | WORKSTATION | [7 empty] | PHYSIO MONITOR | [7 empty] | OR | 2024-08-07 | OR 8 |  |  |  |  | Y | [12 empty] | 1 | anest. boom flush mount for micro cpu, 24-inch Dell monitor, 24-inch ELO monitor, wireless BCMA scanner, keyboard and mouse |  |  |  |  | 0 |  |  |  | 1 |  |  | 1 | [6 empty] | 1 |  | 1 |  |  | 0 | 1 | 0 |  | 1 | 1 | [21 empty] | 0 | [8 empty] | ANLG-CPE |  |  | New shared DID in OR, CSS 40,no VM (ANES)
5458337 | U MI CIT | LEVEL 6 | IDF 6-238C | 6-334 | OPERATING ROOM, NEURO | 27 |  | 3 |  |  | MEDICAL EQUIPMENT-MOBILE |  |  |  | WIRED SPARE |  |  |  | SPARE | [15 empty] | OR | 2024-08-07 | OR 6 | [23 empty] | 0 | [18 empty] | 0 |  | 0 | [24 empty] | 0
5458321 | U MI CIT | LEVEL 6 | IDF 6-238C | 6-334 | OPERATING ROOM, NEURO | 28 |  | 3 |  |  | MEDICAL EQUIPMENT-MOBILE |  |  |  | WIRED SPARE |  |  |  | SPARE | [15 empty] | OR | 2024-08-07 | OR 6 | [23 empty] | 0 | [18 empty] | 0 |  | 0 | [24 empty] | 0
5458289 | U MI CIT | LEVEL 6 | IDF 6-238C | 6-334 | OPERATING ROOM, NEURO | 29 |  | 3 |  |  | MEDICAL EQUIPMENT-MOBILE |  |  |  | WIRED SPARE |  |  |  | SPARE | [15 empty] | OR | 2024-08-07 | OR 6 | [23 empty] | 0 | [18 empty] | 0 |  | 0 | [24 empty] | 0
7042099 | U MI CIT | LEVEL 6 | IDF 6-238C | 6-334 | OPERATING ROOM, NEURO | 30 |  | 4 |  |  | MEDICAL EQUIPMENT-FIXED |  |  |  | WIRED SPARE |  |  |  | SPARE | [15 empty] | OR | 2024-08-07 | OR 6 | [23 empty] | 0 | [18 empty] | 0 |  | 0 | [24 empty] | 0
4827867 | U MI CIT | LEVEL 6 | IDF 6-238C | 6-334 | OPERATING ROOM, NEURO | 24 |  | AS |  |  | PHONE |  |  |  | WIRED SPARE |  |  |  | WORKSTATION | [7 empty] | PHYSIO MONITOR | [7 empty] | OR | 2024-08-07 | OR 6 |  |  |  |  | Y | [18 empty] | 0 | [18 empty] | 0 |  | 0 | [24 empty] | 0 | [8 empty] | ANLG-CPE |  |  | New shared DID in OR, CSS 40,no VM (ANES)
4602933 | U MI CIT | LEVEL 6 | IDF 6-122C | 6-108 | OFFICE, IOM FACULTY | 1 |  | 3 |  |  | PHONE/WORKSTATION |  |  |  | WIRED SPARE |  |  |  | SPARE | [15 empty] | INTRAOPERATIVE MON | 2024-08-08 | [5 empty] | Y | [18 empty] | 0 |  |  | 1 |  |  |  |  | 1 | [5 empty] | 2 |  |  |  | 1 | 0 |  | 0 | [24 empty] | 0 |  |  |  | 8811 | [7 empty] | New DID, CSS 40, VM Yes
4602835 | U MI CIT | LEVEL 6 | IDF 6-122C | 6-108 | OFFICE, IOM FACULTY | 4 |  | 3 |  |  | PHONE/WORKSTATION |  |  |  | WIRED SPARE |  |  |  | SPARE | [15 empty] | INTRAOPERATIVE MON | 2024-08-08 | [5 empty] | Y | [18 empty] | 0 |  |  | 1 |  |  |  |  | 1 | [5 empty] | 2 |  |  |  | 1 | 0 |  | 0 | [24 empty] | 0 |  |  |  | 8811 | [7 empty] | New DID, CSS 40, no VM
4601519 | U MI CIT | LEVEL 6 | IDF 6-122C | 6-114 | INTRAOPERATIVE MONITORING | 1 |  | 3 |  |  | PHONE/WORKSTATION |  |  |  | WIRED SPARE |  |  |  | SPARE | [15 empty] | INTRAOPERATIVE MON | 2024-08-08 | [5 empty] | Y | [18 empty] | 0 | [18 empty] | 0 |  | 0 | [24 empty] | 0 |  |  |  | 8811 | [7 empty] | New DID, CSS 40, no VM
4602700 | U MI CIT | LEVEL 6 | IDF 6-122C | 6-114 | INTRAOPERATIVE MONITORING | 2 |  | 3 |  |  | PHONE/WORKSTATION |  |  |  | WIRED SPARE |  |  |  | SPARE | [15 empty] | INTRAOPERATIVE MON | 2024-08-08 | [5 empty] | Y | [18 empty] | 0 | [18 empty] | 0 |  | 0 | [24 empty] | 0 |  |  |  | 8811 | [7 empty] | New DID, CSS 40, no VM
4602321 | U MI CIT | LEVEL 6 | IDF 6-122C | 6-114 | INTRAOPERATIVE MONITORING | 3 |  | 3 |  |  | WORKSTATION |  |  |  | WIRED SPARE |  |  |  | SPARE | [15 empty] | INTRAOPERATIVE MON | 2024-08-08 | [24 empty] | 0 | [18 empty] | 0 |  | 0 | [24 empty] | 0
4601603 | U MI CIT | LEVEL 6 | IDF 6-122C | 6-114 | INTRAOPERATIVE MONITORING | 4 |  | 3 |  |  | WORKSTATION |  |  |  | WIRED SPARE |  |  |  | SPARE | [15 empty] | INTRAOPERATIVE MON | 2024-08-08 | [24 empty] | 0 | [18 empty] | 0 |  | 0 | [24 empty] | 0
4602361 | U MI CIT | LEVEL 6 | IDF 6-122C | 6-114 | INTRAOPERATIVE MONITORING | 5 |  | 3 |  |  | WORKSTATION |  |  |  | WIRED SPARE |  |  |  | SPARE | [15 empty] | INTRAOPERATIVE MON | 2024-08-08 | [24 empty] | 0 | [18 empty] | 0 |  | 0 | [24 empty] | 0
7042106 | U MI CIT | LEVEL 6 | IDF 6-238C | 6-334 | OPERATING ROOM, NEURO | 31 |  | AS |  |  | PHONE |  |  |  | WIRED SPARE |  |  |  | WORKSTATION | [7 empty] | PHYSIO MONITOR | [7 empty] | OR | 2024-08-07 | OR 6 |  |  |  |  | Y | [12 empty] | 1 | anest. boom flush mount for micro cpu, 24-inch Dell monitor, 24-inch ELO monitor, wireless BCMA scanner, keyboard and mouse |  |  |  |  | 0 |  |  |  | 1 |  |  | 1 | [6 empty] | 1 |  | 1 |  |  | 0 | 1 | 0 |  | 1 | 1 | [21 empty] | 0 | [8 empty] | ANLG-CPE |  |  | New shared DID in OR, CSS 40,no VM (ANES)
4601382 | U MI CIT | LEVEL 6 | IDF 6-122C | 6-114 | INTRAOPERATIVE MONITORING | 7 |  | 3 |  |  | WORKSTATION |  |  |  | WIRED SPARE |  |  |  | SPARE | [15 empty] | INTRAOPERATIVE MON | 2024-08-08 | [24 empty] | 0 | [18 empty] | 0 |  | 0 | [24 empty] | 0
4601970 | U MI CIT | LEVEL 6 | IDF 6-122C | 6-114 | INTRAOPERATIVE MONITORING | 8 |  | 3 |  |  | WORKSTATION |  |  |  | WIRED SPARE |  |  |  | SPARE | [15 empty] | INTRAOPERATIVE MON | 2024-08-08 | [24 empty] | 0 | [18 empty] | 0 |  | 0 | [24 empty] | 0
4602098 | U MI CIT | LEVEL 6 | IDF 6-122C | 6-114 | INTRAOPERATIVE MONITORING | 10 |  | 3 |  |  | WORKSTATION |  |  |  | WIRED SPARE |  |  |  | SPARE | [15 empty] | INTRAOPERATIVE MON | 2024-08-08 | [24 empty] | 0 | [18 empty] | 0 |  | 0 | [24 empty] | 0
4601440 | U MI CIT | LEVEL 6 | IDF 6-122C | 6-114 | INTRAOPERATIVE MONITORING | 11 |  | 3 |  |  | WORKSTATION |  |  |  | WIRED SPARE |  |  |  | SPARE | [15 empty] | INTRAOPERATIVE MON | 2024-08-08 | [24 empty] | 0 | [18 empty] | 0 |  | 0 | [24 empty] | 0
4602185 | U MI CIT | LEVEL 6 | IDF 6-122C | 6-114 | INTRAOPERATIVE MONITORING | 12 |  | 3 |  |  | WORKSTATION |  |  |  | WIRED SPARE |  |  |  | SPARE | [15 empty] | INTRAOPERATIVE MON | 2024-08-08 | [24 empty] | 0 | [18 empty] | 0 |  | 0 | [24 empty] | 0
7005024 | U MI CIT | LEVEL 6 | IDF 6-122C | 6-114 | INTRAOPERATIVE MONITORING | 13 |  | 3 |  |  | WIRED SPARE |  |  |  | WIRED SPARE |  |  |  | WIRED SPARE | [15 empty] | INTRAOPERATIVE MON | 2024-08-08 | [24 empty] | 0 | [18 empty] | 0 |  | 0 | [24 empty] | 0
4857917 | U MI CIT | LEVEL 10 | IDF 10-334C | 10-101 | UNIV PATIENT RM | 1 |  | 3 |  |  | WIRED SPARE |  |  |  | WIRED SPARE |  |  |  | WIRED SPARE | [15 empty] | PATIENT ROOM REVIEW | 2024-08-15 | 10-01 | 3 | 2025-05-19 | [21 empty] | 0 | [18 empty] | 0 |  | 0 | [24 empty] | 0
4857924 | U MI CIT | LEVEL 10 | IDF 10-334C | 10-101 | UNIV PATIENT RM | 2 |  | PM |  |  | PHYSIO MONITOR |  |  |  | PHYSIO MONITOR |  |  |  | SPARE |  |  |  | CAPSULE |  |  |  | CAPSULE P-P |  |  |  | CAPSULE P-P |  |  |  | PATIENT ROOM REVIEW | 2024-08-15 | 10-01 | 3 | 2025-05-19 |  |  |  |  | B-450 | EEG - NATUS | [15 empty] | 0 | [18 empty] | 0 |  | 0 | [24 empty] | 0
4857938 | U MI CIT | LEVEL 10 | IDF 10-334C | 10-101 | UNIV PATIENT RM | 4 |  | 1 |  |  | WIRED SPARE | [23 empty] | PATIENT ROOM REVIEW | 2024-08-15 | 10-01 | 3 | 2025-05-19 | [21 empty] | 0 | [18 empty] | 0 |  | 0 | [24 empty] | 0
6632282 | U MI CIT | LEVEL 10 | IDF 10-334C | 10-101 | UNIV PATIENT RM | 5 |  | TV4-NC |  |  | TELEVISION |  |  |  | WIRED SPARE |  |  |  | V-NURSING | [11 empty] | NURSE CALL JACK |  |  |  | PATIENT ROOM REVIEW | 2024-08-15 | 10-01 | 3 | 2025-05-19 | [21 empty] | 0 | [18 empty] | 0 |  | 0 | [24 empty] | 0
8224217 | U MI CIT | LEVEL 10 | IDF 10-334C | 10-101 | UNIV PATIENT RM | 6 |  | 3 |  |  | WORKSTATION |  |  |  | WIRED SPARE |  |  |  | SPARE | [15 empty] | PATIENT ROOM REVIEW | 2024-08-15 | 10-01 | 3 | 2025-05-19 | [15 empty] | 1 | longest arm to chart and view patient, VESA mount for Dell OptiPlex All-in-One: Starting weight: 16.55 lb (7.51 kg),Weight (maximum): 20.25 lb (9.19 kg),Starting weight, without stand: 12.37 lb (5.61 kg),Weight (maximum), without stand: 13.93 lb (6.32 kg), keyboard, mouse, wireless BCMA scanner Honeywell 1952HHD, | CLPV0086 |  |  |  | 0 |  |  |  | 1 | 1 | [12 empty] | 1 | 0 |  | 0 |  | 1 | 1 | [21 empty] | 0
4858301 | U MI CIT | LEVEL 10 | IDF 10-334C | 10-101B | CLINICAL WORKSTATION | 1 |  | 3 |  |  | WORKSTATION |  |  |  | WIRED SPARE |  |  |  | SPARE | [15 empty] | PATIENT ROOM REVIEW | 2024-08-15 |  | 3 | 2025-05-19 | [17 empty] | WSIU3429 |  |  |  | 0 |  |  |  | 1 | 1 | [12 empty] | 1 | 0 |  | 0 |  |  | 1 | [21 empty] | 0
4857877 | U MI CIT | LEVEL 10 | IDF 10-334C | 10-103 | UNIV PATIENT RM | 1 |  | 3 |  |  | WIRED SPARE |  |  |  | WIRED SPARE |  |  |  | WIRED SPARE | [15 empty] | PATIENT ROOM REVIEW | 2024-08-15 | 10-02 | 3 | 2025-05-19 | [21 empty] | 0 | [18 empty] | 0 |  | 0 | [24 empty] | 0
4857884 | U MI CIT | LEVEL 10 | IDF 10-334C | 10-103 | UNIV PATIENT RM | 2 |  | PM |  |  | PHYSIO MONITOR |  |  |  | PHYSIO MONITOR |  |  |  | SPARE | [7 empty] | CAPSULE P-P |  |  |  | CAPSULE |  |  |  | PATIENT ROOM REVIEW | 2024-08-15 | 10-02 | 3 | 2025-05-19 |  |  |  |  | B-450 | EEG - NATUS | [15 empty] | 0 | [18 empty] | 0 |  | 0 | [24 empty] | 0
6632359 | U MI CIT | LEVEL 10 | IDF 10-334C | 10-103 | UNIV PATIENT RM | 5 |  | TV4-NC |  |  | TELEVISION |  |  |  | WIRED SPARE |  |  |  | V-NURSING | [11 empty] | NURSE CALL JACK |  |  |  | PATIENT ROOM REVIEW | 2024-08-15 | 10-02 | 3 | 2025-05-19 | [21 empty] | 0 | [18 empty] | 0 |  | 0 | [24 empty] | 0
8224323 | U MI CIT | LEVEL 10 | IDF 10-334C | 10-103 | UNIV PATIENT RM | 6 |  | 3 |  |  | WORKSTATION |  |  |  | WIRED SPARE |  |  |  | SPARE | [15 empty] | PATIENT ROOM REVIEW | 2024-08-15 | 10-02 | 3 | 2025-05-19 | [15 empty] | 1 | longest arm to chart and view patient, VESA mount for Dell OptiPlex All-in-One: Starting weight: 16.55 lb (7.51 kg),Weight (maximum): 20.25 lb (9.19 kg),Starting weight, without stand: 12.37 lb (5.61 kg),Weight (maximum), without stand: 13.93 lb (6.32 kg), keyboard, mouse, wireless BCMA scanner Honeywell 1952HHD, | CLPV0087 |  |  |  | 0 |  |  |  | 1 | 1 | [12 empty] | 1 | 0 |  | 0 |  | 1 | 1 | [21 empty] | 0
4858293 | U MI CIT | LEVEL 10 | IDF 10-334C | 10-103B | CLINICAL WORKSTATION | 1 |  | 3 |  |  | WORKSTATION |  |  |  | WIRED SPARE |  |  |  | SPARE | [15 empty] | PATIENT ROOM REVIEW | 2024-08-15 |  | 3 | 2025-05-19 | [17 empty] | WSIU3430 |  |  |  | 0 |  |  |  | 1 | 1 | [12 empty] | 1 | 0 |  | 0 |  |  | 1 | [21 empty] | 0
4857837 | U MI CIT | LEVEL 10 | IDF 10-122C | 10-105 | UNIV PATIENT RM | 1 |  | 3 |  |  | WIRED SPARE |  |  |  | WIRED SPARE |  |  |  | WIRED SPARE | [15 empty] | PATIENT ROOM REVIEW | 2024-08-15 | 10-03 | 3 | 2025-05-19 | [21 empty] | 0 | [18 empty] | 0 |  | 0 | [24 empty] | 0
4857844 | U MI CIT | LEVEL 10 | IDF 10-122C | 10-105 | UNIV PATIENT RM | 2 |  | PM |  |  | PHYSIO MONITOR |  |  |  | PHYSIO MONITOR |  |  |  | SPARE | [7 empty] | CAPSULE P-P |  |  |  | CAPSULE |  |  |  | PATIENT ROOM REVIEW | 2024-08-15 | 10-03 | 3 | 2025-05-19 |  |  |  |  | B-450 | EEG - NATUS | [15 empty] | 0 | [18 empty] | 0 |  | 0 | [24 empty] | 0
6632378 | U MI CIT | LEVEL 10 | IDF 10-122C | 10-105 | UNIV PATIENT RM | 5 |  | TV4-NC |  |  | TELEVISION |  |  |  | WIRED SPARE |  |  |  | V-NURSING | [11 empty] | NURSE CALL JACK |  |  |  | PATIENT ROOM REVIEW | 2024-08-15 | 10-03 | 3 | 2025-05-19 | [21 empty] | 0 | [18 empty] | 0 |  | 0 | [24 empty] | 0
8227898 | U MI CIT | LEVEL 10 | IDF 10-122C | 10-105 | UNIV PATIENT RM | 6 |  | 3 |  |  | WORKSTATION |  |  |  | WIRED SPARE |  |  |  | SPARE | [15 empty] | PATIENT ROOM REVIEW | 2024-08-15 | 10-03 | 3 | 2025-05-19 | [15 empty] | 1 | longest arm to chart and view patient, VESA mount for Dell OptiPlex All-in-One: Starting weight: 16.55 lb (7.51 kg),Weight (maximum): 20.25 lb (9.19 kg),Starting weight, without stand: 12.37 lb (5.61 kg),Weight (maximum), without stand: 13.93 lb (6.32 kg), keyboard, mouse, wireless BCMA scanner Honeywell 1952HHD, | CLPV0088 |  |  |  | 0 |  |  |  | 1 | 1 | [12 empty] | 1 | 0 |  | 0 |  | 1 | 1 | [21 empty] | 0
4858285 | U MI CIT | LEVEL 10 | IDF 10-122C | 10-105B | CLINICAL WORKSTATION | 1 |  | 3 |  |  | WORKSTATION |  |  |  | WIRED SPARE |  |  |  | SPARE | [15 empty] | PATIENT ROOM REVIEW | 2024-08-15 |  | 3 | 2025-05-19 | [17 empty] | WSIU3431 |  |  |  | 0 |  |  |  | 1 | 1 | [12 empty] | 1 | 0 |  | 0 |  |  | 1 | [21 empty] | 0
4857797 | U MI CIT | LEVEL 10 | IDF 10-122C | 10-107 | UNIV PATIENT RM | 1 |  | 3 |  |  | WIRED SPARE |  |  |  | WIRED SPARE |  |  |  | WIRED SPARE | [15 empty] | PATIENT ROOM REVIEW | 2024-08-15 | 10-04 | 3 | 2025-05-19 | [21 empty] | 0 | [18 empty] | 0 |  | 0 | [24 empty] | 0
4857804 | U MI CIT | LEVEL 10 | IDF 10-122C | 10-107 | UNIV PATIENT RM | 2 |  | PM |  |  | PHYSIO MONITOR |  |  |  | PHYSIO MONITOR |  |  |  | SPARE | [7 empty] | CAPSULE P-P |  |  |  | CAPSULE |  |  |  | PATIENT ROOM REVIEW | 2024-08-15 | 10-04 | 3 | 2025-05-19 |  |  |  |  | B-450 | EEG - NATUS | [15 empty] | 0 | [18 empty] | 0 |  | 0 | [24 empty] | 0
6632395 | U MI CIT | LEVEL 10 | IDF 10-122C | 10-107 | UNIV PATIENT RM | 5 |  | TV4-NC |  |  | TELEVISION |  |  |  | WIRED SPARE |  |  |  | V-NURSING | [11 empty] | NURSE CALL JACK |  |  |  | PATIENT ROOM REVIEW | 2024-08-15 | 10-04 | 3 | 2025-05-19 | [21 empty] | 0 | [18 empty] | 0 |  | 0 | [24 empty] | 0
8227866 | U MI CIT | LEVEL 10 | IDF 10-122C | 10-107 | UNIV PATIENT RM | 6 |  | 3 |  |  | WORKSTATION |  |  |  | WIRED SPARE |  |  |  | SPARE | [15 empty] | PATIENT ROOM REVIEW | 2024-08-15 | 10-04 | 3 | 2025-05-19 | [15 empty] | 1 | longest arm to chart and view patient, VESA mount for Dell OptiPlex All-in-One: Starting weight: 16.55 lb (7.51 kg),Weight (maximum): 20.25 lb (9.19 kg),Starting weight, without stand: 12.37 lb (5.61 kg),Weight (maximum), without stand: 13.93 lb (6.32 kg), keyboard, mouse, wireless BCMA scanner Honeywell 1952HHD, | CLPV0089 |  |  |  | 0 |  |  |  | 1 | 1 | [12 empty] | 1 | 0 |  | 0 |  | 1 | 1 | [21 empty] | 0
4858277 | U MI CIT | LEVEL 10 | IDF 10-122C | 10-107B | 10-107B | 1 |  | 3 |  |  | WORKSTATION |  |  |  | WIRED SPARE |  |  |  | SPARE | [15 empty] | PATIENT ROOM REVIEW | 2024-08-15 |  | 3 | 2025-05-19 | [17 empty] | WSIU3432 |  |  |  | 0 |  |  |  | 1 | 1 | [12 empty] | 1 | 0 |  | 0 |  |  | 1 | [21 empty] | 0
4857757 | U MI CIT | LEVEL 10 | IDF 10-122C | 10-109 | UNIV PATIENT RM | 1 |  | 3 |  |  | WIRED SPARE |  |  |  | WIRED SPARE |  |  |  | WIRED SPARE | [15 empty] | PATIENT ROOM REVIEW | 2024-08-15 | 10-05 | 3 | 2025-05-19 | [21 empty] | 0 | [18 empty] | 0 |  | 0 | [24 empty] | 0
4857764 | U MI CIT | LEVEL 10 | IDF 10-122C | 10-109 | UNIV PATIENT RM | 2 |  | PM |  |  | PHYSIO MONITOR |  |  |  | PHYSIO MONITOR |  |  |  | SPARE | [7 empty] | CAPSULE P-P |  |  |  | CAPSULE |  |  |  | PATIENT ROOM REVIEW | 2024-08-15 | 10-05 | 3 | 2025-05-19 |  |  |  |  | B-450 | EEG - NATUS | [15 empty] | 0 | [18 empty] | 0 |  | 0 | [24 empty] | 0
6632410 | U MI CIT | LEVEL 10 | IDF 10-122C | 10-109 | UNIV PATIENT RM | 5 |  | TV4-NC |  |  | TELEVISION |  |  |  | WIRED SPARE |  |  |  | V-NURSING | [11 empty] | NURSE CALL JACK |  |  |  | PATIENT ROOM REVIEW | 2024-08-15 | 10-05 | 3 | 2025-05-19 | [21 empty] | 0 | [18 empty] | 0 |  | 0 | [24 empty] | 0
8227838 | U MI CIT | LEVEL 10 | IDF 10-122C | 10-109 | UNIV PATIENT RM | 6 |  | 3 |  |  | WORKSTATION |  |  |  | WIRED SPARE |  |  |  | SPARE | [15 empty] | PATIENT ROOM REVIEW | 2024-08-15 | 10-05 | 3 | 2025-05-19 | [15 empty] | 1 | longest arm to chart and view patient, VESA mount for Dell OptiPlex All-in-One: Starting weight: 16.55 lb (7.51 kg),Weight (maximum): 20.25 lb (9.19 kg),Starting weight, without stand: 12.37 lb (5.61 kg),Weight (maximum), without stand: 13.93 lb (6.32 kg), keyboard, mouse, wireless BCMA scanner Honeywell 1952HHD, | CLPV0090 |  |  |  | 0 |  |  |  | 1 | 1 | [12 empty] | 1 | 0 |  | 0 |  | 1 | 1 | [21 empty] | 0
4858269 | U MI CIT | LEVEL 10 | IDF 10-122C | 10-109B | CLINICAL WORKSTATION | 1 |  | 3 |  |  | WORKSTATION |  |  |  | WIRED SPARE |  |  |  | SPARE | [15 empty] | PATIENT ROOM REVIEW | 2024-08-15 |  | 3 | 2025-05-19 | [17 empty] | WSIU3433 |  |  |  | 0 |  |  |  | 1 | 1 | [12 empty] | 1 | 0 |  | 0 |  |  | 1 | [21 empty] | 0
4857717 | U MI CIT | LEVEL 10 | IDF 10-122C | 10-111 | UNIV PATIENT RM | 1 |  | 3 |  |  | WIRED SPARE |  |  |  | WIRED SPARE |  |  |  | WIRED SPARE | [15 empty] | PATIENT ROOM REVIEW | 2024-08-15 | 10-06 | 3 | 2025-05-19 | [21 empty] | 0 | [18 empty] | 0 |  | 0 | [24 empty] | 0
4857724 | U MI CIT | LEVEL 10 | IDF 10-122C | 10-111 | UNIV PATIENT RM | 2 |  | PM |  |  | PHYSIO MONITOR |  |  |  | PHYSIO MONITOR |  |  |  | SPARE | [7 empty] | CAPSULE P-P |  |  |  | CAPSULE |  |  |  | PATIENT ROOM REVIEW | 2024-08-15 | 10-06 | 3 | 2025-05-19 |  |  |  |  | B-450 | EEG - NATUS | [15 empty] | 0 | [18 empty] | 0 |  | 0 | [24 empty] | 0
6632431 | U MI CIT | LEVEL 10 | IDF 10-122C | 10-111 | UNIV PATIENT RM | 5 |  | TV4-NC |  |  | TELEVISION |  |  |  | WIRED SPARE |  |  |  | V-NURSING | [11 empty] | NURSE CALL JACK |  |  |  | PATIENT ROOM REVIEW | 2024-08-15 | 10-06 | 3 | 2025-05-19 | [21 empty] | 0 | [18 empty] | 0 |  | 0 | [24 empty] | 0
8227784 | U MI CIT | LEVEL 10 | IDF 10-122C | 10-111 | UNIV PATIENT RM | 6 |  | 3 |  |  | WORKSTATION |  |  |  | WIRED SPARE |  |  |  | SPARE | [15 empty] | PATIENT ROOM REVIEW | 2024-08-15 | 10-06 | 3 | 2025-05-19 | [15 empty] | 1 | longest arm to chart and view patient, VESA mount for Dell OptiPlex All-in-One: Starting weight: 16.55 lb (7.51 kg),Weight (maximum): 20.25 lb (9.19 kg),Starting weight, without stand: 12.37 lb (5.61 kg),Weight (maximum), without stand: 13.93 lb (6.32 kg), keyboard, mouse, wireless BCMA scanner Honeywell 1952HHD, | CLPV0091 |  |  |  | 0 |  |  |  | 1 | 1 | [12 empty] | 1 | 0 |  | 0 |  | 1 | 1 | [21 empty] | 0
4858261 | U MI CIT | LEVEL 10 | IDF 10-122C | 10-111B | CLINICAL WORKSTATION | 1 |  | 3 |  |  | WORKSTATION |  |  |  | WIRED SPARE |  |  |  | SPARE | [15 empty] | PATIENT ROOM REVIEW | 2024-08-15 |  | 3 | 2025-05-19 | [17 empty] | WSIU3434 |  |  |  | 0 |  |  |  | 1 | 1 | [12 empty] | 1 | 0 |  | 0 |  |  | 1 | [21 empty] | 0
4857677 | U MI CIT | LEVEL 10 | IDF 10-122C | 10-113 | UNIV PATIENT RM | 1 |  | 3 |  |  | WIRED SPARE |  |  |  | WIRED SPARE |  |  |  | WIRED SPARE | [15 empty] | PATIENT ROOM REVIEW | 2024-08-15 |  | 3 | 2025-05-19 | [21 empty] | 0 | [18 empty] | 0 |  | 0 | [24 empty] | 0
4857684 | U MI CIT | LEVEL 10 | IDF 10-122C | 10-113 | UNIV PATIENT RM | 2 |  | PM |  |  | PHYSIO MONITOR |  |  |  | PHYSIO MONITOR |  |  |  | SPARE | [7 empty] | CAPSULE P-P |  |  |  | CAPSULE |  |  |  | PATIENT ROOM REVIEW | 2024-08-15 | x | 3 | 2025-05-19 |  |  |  |  | B-450 | EEG - NATUS | [15 empty] | 0 | [18 empty] | 0 |  | 0 | [24 empty] | 0
6632452 | U MI CIT | LEVEL 10 | IDF 10-122C | 10-113 | UNIV PATIENT RM | 5 |  | TV4-NC |  |  | TELEVISION |  |  |  | WIRED SPARE |  |  |  | V-NURSING | [11 empty] | NURSE CALL JACK |  |  |  | PATIENT ROOM REVIEW | 2024-08-15 | x | 3 | 2025-05-19 | [21 empty] | 0 | [18 empty] | 0 |  | 0 | [24 empty] | 0
8227764 | U MI CIT | LEVEL 10 | IDF 10-122C | 10-113 | UNIV PATIENT RM | 6 |  | 3 |  |  | WORKSTATION |  |  |  | WIRED SPARE |  |  |  | SPARE | [15 empty] | PATIENT ROOM REVIEW | 2024-08-15 | x | 3 | 2025-05-19 | [15 empty] | 1 | longest arm to chart and view patient, VESA mount for Dell OptiPlex All-in-One: Starting weight: 16.55 lb (7.51 kg),Weight (maximum): 20.25 lb (9.19 kg),Starting weight, without stand: 12.37 lb (5.61 kg),Weight (maximum), without stand: 13.93 lb (6.32 kg), keyboard, mouse, wireless BCMA scanner Honeywell 1952HHD, | CLPV0092 |  |  |  | 0 |  |  |  | 1 | 1 | [12 empty] | 1 | 0 |  | 0 |  | 1 | 1 | [21 empty] | 0
4858253 | U MI CIT | LEVEL 10 | IDF 10-122C | 10-113B | CLINICAL WORKSTATION | 1 |  | 3 |  |  | WORKSTATION |  |  |  | WIRED SPARE |  |  |  | SPARE | [15 empty] | PATIENT ROOM REVIEW | 2024-08-15 | x | 3 | 2025-05-19 | [17 empty] | WSIU3435 |  |  |  | 0 |  |  |  | 1 | 1 | [12 empty] | 1 | 0 |  | 0 |  |  | 1 | [21 empty] | 0
4857637 | U MI CIT | LEVEL 10 | IDF 10-122C | 10-115 | UNIV PATIENT RM | 1 |  | 3 |  |  | WIRED SPARE |  |  |  | WIRED SPARE |  |  |  | WIRED SPARE | [15 empty] | PATIENT ROOM REVIEW | 2024-08-15 |  | 3 | 2025-05-19 | [21 empty] | 0 | [18 empty] | 0 |  | 0 | [24 empty] | 0
4857644 | U MI CIT | LEVEL 10 | IDF 10-122C | 10-115 | UNIV PATIENT RM | 2 |  | PM |  |  | PHYSIO MONITOR |  |  |  | PHYSIO MONITOR |  |  |  | SPARE | [7 empty] | CAPSULE P-P |  |  |  | CAPSULE |  |  |  | PATIENT ROOM REVIEW | 2024-08-15 | x | 3 | 2025-05-19 |  |  |  |  | B-450 | EEG - NATUS | [15 empty] | 0 | [18 empty] | 0 |  | 0 | [24 empty] | 0
6632469 | U MI CIT | LEVEL 10 | IDF 10-122C | 10-115 | UNIV PATIENT RM | 5 |  | TV4-NC |  |  | TELEVISION |  |  |  | WIRED SPARE |  |  |  | V-NURSING | [11 empty] | NURSE CALL JACK |  |  |  | PATIENT ROOM REVIEW | 2024-08-15 | x | 3 | 2025-05-19 | [21 empty] | 0 | [18 empty] | 0 |  | 0 | [24 empty] | 0
8227744 | U MI CIT | LEVEL 10 | IDF 10-122C | 10-115 | UNIV PATIENT RM | 6 |  | 3 |  |  | WORKSTATION |  |  |  | WIRED SPARE |  |  |  | SPARE | [15 empty] | PATIENT ROOM REVIEW | 2024-08-15 | x | 3 | 2025-05-19 | [15 empty] | 1 | longest arm to chart and view patient, VESA mount for Dell OptiPlex All-in-One: Starting weight: 16.55 lb (7.51 kg),Weight (maximum): 20.25 lb (9.19 kg),Starting weight, without stand: 12.37 lb (5.61 kg),Weight (maximum), without stand: 13.93 lb (6.32 kg), keyboard, mouse, wireless BCMA scanner Honeywell 1952HHD, | CLPV0093 |  |  |  | 0 |  |  |  | 1 | 1 | [12 empty] | 1 | 0 |  | 0 |  | 1 | 1 | [21 empty] | 0
4858245 | U MI CIT | LEVEL 10 | IDF 10-122C | 10-115B | CLINICAL WORKSTATION | 1 |  | 3 |  |  | WORKSTATION |  |  |  | WIRED SPARE |  |  |  | SPARE | [15 empty] | PATIENT ROOM REVIEW | 2024-08-15 | x | 3 | 2025-05-19 | [17 empty] | WSIU3436 |  |  |  | 0 |  |  |  | 1 | 1 | [12 empty] | 1 | 0 |  | 0 |  |  | 1 | [21 empty] | 0
4857597 | U MI CIT | LEVEL 10 | IDF 10-122C | 10-117 | UNIV PATIENT RM ADA | 1 |  | 3 |  |  | WIRED SPARE |  |  |  | WIRED SPARE |  |  |  | WIRED SPARE | [15 empty] | PATIENT ROOM REVIEW | 2024-08-15 |  | 3 | 2025-05-19 | [21 empty] | 0 | [18 empty] | 0 |  | 0 | [24 empty] | 0
4857604 | U MI CIT | LEVEL 10 | IDF 10-122C | 10-117 | UNIV PATIENT RM ADA | 2 |  | PM |  |  | PHYSIO MONITOR |  |  |  | PHYSIO MONITOR |  |  |  | SPARE | [7 empty] | CAPSULE P-P |  |  |  | CAPSULE |  |  |  | PATIENT ROOM REVIEW | 2024-08-15 |  | 3 | 2025-05-19 |  |  |  |  | B-450 | EEG - NATUS | [15 empty] | 0 | [18 empty] | 0 |  | 0 | [24 empty] | 0
6632486 | U MI CIT | LEVEL 10 | IDF 10-122C | 10-117 | UNIV PATIENT RM ADA | 5 |  | TV4-NC |  |  | TELEVISION |  |  |  | WIRED SPARE |  |  |  | V-NURSING | [11 empty] | NURSE CALL JACK |  |  |  | PATIENT ROOM REVIEW | 2024-08-15 | 10-09 | 3 | 2025-05-19 | [21 empty] | 0 | [18 empty] | 0 |  | 0 | [24 empty] | 0
8227718 | U MI CIT | LEVEL 10 | IDF 10-122C | 10-117 | UNIV PATIENT RM ADA | 6 |  | 3 |  |  | WORKSTATION |  |  |  | WIRED SPARE |  |  |  | SPARE | [15 empty] | PATIENT ROOM REVIEW | 2024-08-15 | 10-09 | 3 | 2025-05-19 | [15 empty] | 1 | longest arm to chart and view patient, VESA mount for Dell OptiPlex All-in-One: Starting weight: 16.55 lb (7.51 kg),Weight (maximum): 20.25 lb (9.19 kg),Starting weight, without stand: 12.37 lb (5.61 kg),Weight (maximum), without stand: 13.93 lb (6.32 kg), keyboard, mouse, wireless BCMA scanner Honeywell 1952HHD, | CLPV0094 |  |  |  | 0 |  |  |  | 1 | 1 | [12 empty] | 1 | 0 |  | 0 |  | 1 | 1 | [21 empty] | 0
7895778 | U MI CIT | LEVEL 10 | IDF 10-122C | 10-117B | CLINICAL WORKSTATION | 1 |  | 3 |  |  | WORKSTATION |  |  |  | WIRED SPARE |  |  |  | SPARE | [15 empty] | PATIENT ROOM REVIEW | 2024-08-15 |  | 3 | 2025-05-19 | [17 empty] | WSIU3437 |  |  |  | 0 |  |  |  | 1 | 1 | [12 empty] | 1 | 0 |  | 0 |  |  | 1 | [21 empty] | 0
4858157 | U MI CIT | LEVEL 10 | IDF 10-122C | 10-201 | UNIV ISO PATIENT RM | 1 |  | 3 |  |  | WIRED SPARE |  |  |  | WIRED SPARE |  |  |  | WIRED SPARE | [15 empty] | PATIENT ROOM REVIEW | 2024-08-15 | 10-10 | 3 | 2025-05-19 | [21 empty] | 0 | [18 empty] | 0 |  | 0 | [24 empty] | 0
4858164 | U MI CIT | LEVEL 10 | IDF 10-122C | 10-201 | UNIV ISO PATIENT RM | 2 |  | PM |  |  | PHYSIO MONITOR |  |  |  | PHYSIO MONITOR |  |  |  | SPARE | [7 empty] | CAPSULE P-P |  |  |  | CAPSULE |  |  |  | PATIENT ROOM REVIEW | 2024-08-15 | 10-10 | 3 | 2025-05-19 |  |  |  |  | B-450 | EEG - NATUS | [15 empty] | 0 | [18 empty] | 0 |  | 0 | [24 empty] | 0
7090177 | U MI CIT | LEVEL 10 | IDF 10-122C | 10-201 | UNIV ISO PATIENT RM | 4 |  | TV4-NC |  |  | TELEVISION |  |  |  | WIRED SPARE |  |  |  | V-NURSING | [11 empty] | NURSE CALL JACK |  |  |  | PATIENT ROOM REVIEW | 2024-08-15 | 10-10 | 3 | 2025-05-19 | [21 empty] | 0 | [18 empty] | 0 |  | 0 | [24 empty] | 0
8227390 | U MI CIT | LEVEL 10 | IDF 10-122C | 10-201 | UNIV ISO PATIENT RM | 6 |  | 3 |  |  | WORKSTATION |  |  |  | WIRED SPARE |  |  |  | SPARE | [15 empty] | PATIENT ROOM REVIEW | 2024-08-15 | 10-10 | 3 | 2025-05-19 | [15 empty] | 1 | longest arm to chart and view patient, VESA mount for Dell OptiPlex All-in-One: Starting weight: 16.55 lb (7.51 kg),Weight (maximum): 20.25 lb (9.19 kg),Starting weight, without stand: 12.37 lb (5.61 kg),Weight (maximum), without stand: 13.93 lb (6.32 kg), keyboard, mouse, wireless BCMA scanner Honeywell 1952HHD, | CLPV0095 |  |  |  | 0 |  |  |  | 1 | 1 | [12 empty] | 1 | 0 |  | 0 |  | 1 | 1 | [21 empty] | 0
4858233 | U MI CIT | LEVEL 10 | IDF 10-122C | 10-201B | CLINICAL WORKSTATION | 1 |  | 3 |  |  | WORKSTATION |  |  |  | WIRED SPARE |  |  |  | SPARE | [15 empty] | PATIENT ROOM REVIEW | 2024-08-15 |  | 3 | 2025-05-19 | [17 empty] | WSIU3438 |  |  |  | 0 |  |  |  | 1 | 1 | [12 empty] | 1 | 0 |  | 0 |  |  | 1 | [21 empty] | 0
4858117 | U MI CIT | LEVEL 10 | IDF 10-122C | 10-203 | UNIV PATIENT RM | 1 |  | 3 |  |  | WIRED SPARE |  |  |  | WIRED SPARE |  |  |  | WIRED SPARE | [15 empty] | PATIENT ROOM REVIEW | 2024-08-15 | 10-11 | 3 | 2025-05-19 | [21 empty] | 0 | [18 empty] | 0 |  | 0 | [24 empty] | 0
4858124 | U MI CIT | LEVEL 10 | IDF 10-122C | 10-203 | UNIV PATIENT RM | 2 |  | PM |  |  | PHYSIO MONITOR |  |  |  | PHYSIO MONITOR |  |  |  | SPARE | [7 empty] | CAPSULE P-P |  |  |  | CAPSULE |  |  |  | PATIENT ROOM REVIEW | 2024-08-15 | 10-11 | 3 | 2025-05-19 |  |  |  |  | B-450 | EEG - NATUS | [15 empty] | 0 | [18 empty] | 0 |  | 0 | [24 empty] | 0
6632237 | U MI CIT | LEVEL 10 | IDF 10-122C | 10-203 | UNIV PATIENT RM | 5 |  | TV4-NC |  |  | TELEVISION |  |  |  | WIRED SPARE |  |  |  | V-NURSING | [11 empty] | NURSE CALL JACK |  |  |  | PATIENT ROOM REVIEW | 2024-08-15 | 10-11 | 3 | 2025-05-19 | [21 empty] | 0 | [18 empty] | 0 |  | 0 | [24 empty] | 0
8227324 | U MI CIT | LEVEL 10 | IDF 10-122C | 10-203 | UNIV PATIENT RM | 7 |  | 3 |  |  | WORKSTATION |  |  |  | WIRED SPARE |  |  |  | SPARE | [15 empty] | PATIENT ROOM REVIEW | 2024-08-15 | 10-11 | 3 | 2025-05-19 | [15 empty] | 1 | longest arm to chart and view patient, VESA mount for Dell OptiPlex All-in-One: Starting weight: 16.55 lb (7.51 kg),Weight (maximum): 20.25 lb (9.19 kg),Starting weight, without stand: 12.37 lb (5.61 kg),Weight (maximum), without stand: 13.93 lb (6.32 kg), keyboard, mouse, wireless BCMA scanner Honeywell 1952HHD, | CLPV0096 |  |  |  | 0 |  |  |  | 1 | 1 | [12 empty] | 1 | 0 |  | 0 |  | 1 | 1 | [21 empty] | 0
4858226 | U MI CIT | LEVEL 10 | IDF 10-122C | 10-203B | CLINICAL WORKSTATION | 1 |  | 3 |  |  | WORKSTATION |  |  |  | WIRED SPARE |  |  |  | SPARE | [15 empty] | PATIENT ROOM REVIEW | 2024-08-15 |  | 3 | 2025-05-19 | [17 empty] | WSIU3439 |  |  |  | 0 |  |  |  | 1 | 1 | [12 empty] | 1 | 0 |  | 0 |  |  | 1 | [21 empty] | 0
4858077 | U MI CIT | LEVEL 10 | IDF 10-122C | 10-205 | UNIV PATIENT RM | 1 |  | 3 |  |  | WIRED SPARE |  |  |  | WIRED SPARE |  |  |  | WIRED SPARE | [15 empty] | PATIENT ROOM REVIEW | 2024-08-15 | 10-12 | 3 | 2025-05-19 | [21 empty] | 0 | [18 empty] | 0 |  | 0 | [24 empty] | 0
4858084 | U MI CIT | LEVEL 10 | IDF 10-122C | 10-205 | UNIV PATIENT RM | 2 |  | PM |  |  | PHYSIO MONITOR |  |  |  | PHYSIO MONITOR |  |  |  | SPARE | [7 empty] | CAPSULE P-P |  |  |  | CAPSULE |  |  |  | PATIENT ROOM REVIEW | 2024-08-15 | 10-12 | 3 | 2025-05-19 |  |  |  |  | B-450 | EEG - NATUS | [15 empty] | 0 | [18 empty] | 0 |  | 0 | [24 empty] | 0
6632220 | U MI CIT | LEVEL 10 | IDF 10-122C | 10-205 | UNIV PATIENT RM | 5 |  | TV4-NC |  |  | TELEVISION |  |  |  | WIRED SPARE |  |  |  | V-NURSING | [11 empty] | NURSE CALL JACK |  |  |  | PATIENT ROOM REVIEW | 2024-08-15 | 10-12 | 3 | 2025-05-19 | [21 empty] | 0 | [18 empty] | 0 |  | 0 | [24 empty] | 0
8227278 | U MI CIT | LEVEL 10 | IDF 10-122C | 10-205 | UNIV PATIENT RM | 6 |  | 3 |  |  | WORKSTATION |  |  |  | WIRED SPARE |  |  |  | SPARE | [15 empty] | PATIENT ROOM REVIEW | 2024-08-15 | 10-12 | 3 | 2025-05-19 | [15 empty] | 1 | longest arm to chart and view patient, VESA mount for Dell OptiPlex All-in-One: Starting weight: 16.55 lb (7.51 kg),Weight (maximum): 20.25 lb (9.19 kg),Starting weight, without stand: 12.37 lb (5.61 kg),Weight (maximum), without stand: 13.93 lb (6.32 kg), keyboard, mouse, wireless BCMA scanner Honeywell 1952HHD, | CLPV0097 |  |  |  | 0 |  |  |  | 1 | 1 | [12 empty] | 1 | 0 |  | 0 |  | 1 | 1 | [21 empty] | 0
4858219 | U MI CIT | LEVEL 10 | IDF 10-122C | 10-205B | CLINICAL WORKSTATION | 1 |  | 3 |  |  | WORKSTATION |  |  |  | WIRED SPARE |  |  |  | SPARE | [15 empty] | PATIENT ROOM REVIEW | 2024-08-15 |  | 3 | 2025-05-19 | [17 empty] | WSIU3440 |  |  |  | 0 |  |  |  | 1 | 1 | [12 empty] | 1 | 0 |  | 0 |  |  | 1 | [21 empty] | 0
4858037 | U MI CIT | LEVEL 10 | IDF 10-122C | 10-207 | UNIV PATIENT RM | 1 |  | 3 |  |  | WIRED SPARE |  |  |  | WIRED SPARE |  |  |  | WIRED SPARE | [15 empty] | PATIENT ROOM REVIEW | 2024-08-15 | 10-13 | 3 | 2025-05-19 | [21 empty] | 0 | [18 empty] | 0 |  | 0 | [24 empty] | 0
4858044 | U MI CIT | LEVEL 10 | IDF 10-122C | 10-207 | UNIV PATIENT RM | 2 |  | PM |  |  | PHYSIO MONITOR |  |  |  | PHYSIO MONITOR |  |  |  | SPARE | [7 empty] | CAPSULE P-P |  |  |  | CAPSULE |  |  |  | PATIENT ROOM REVIEW | 2024-08-15 | 10-13 | 3 | 2025-05-19 |  |  |  |  | B-450 | EEG - NATUS | [15 empty] | 0 | [18 empty] | 0 |  | 0 | [24 empty] | 0
6632205 | U MI CIT | LEVEL 10 | IDF 10-122C | 10-207 | UNIV PATIENT RM | 5 |  | TV4-NC |  |  | TELEVISION |  |  |  | WIRED SPARE |  |  |  | V-NURSING | [11 empty] | NURSE CALL JACK |  |  |  | PATIENT ROOM REVIEW | 2024-08-15 | 10-13 | 3 | 2025-05-19 | [21 empty] | 0 | [18 empty] | 0 |  | 0 | [24 empty] | 0
8227258 | U MI CIT | LEVEL 10 | IDF 10-122C | 10-207 | UNIV PATIENT RM | 7 |  | 3 |  |  | WORKSTATION |  |  |  | WIRED SPARE |  |  |  | SPARE | [15 empty] | PATIENT ROOM REVIEW | 2024-08-15 | 10-13 | 3 | 2025-05-19 | [15 empty] | 1 | longest arm to chart and view patient, VESA mount for Dell OptiPlex All-in-One: Starting weight: 16.55 lb (7.51 kg),Weight (maximum): 20.25 lb (9.19 kg),Starting weight, without stand: 12.37 lb (5.61 kg),Weight (maximum), without stand: 13.93 lb (6.32 kg), keyboard, mouse, wireless BCMA scanner Honeywell 1952HHD, | CLPV0098 |  |  |  | 0 |  |  |  | 1 | 1 | [12 empty] | 1 | 0 |  | 0 |  | 1 | 1 | [21 empty] | 0
4858212 | U MI CIT | LEVEL 10 | IDF 10-122C | 10-207B | CLINICAL WORKSTATION | 1 |  | 3 |  |  | WORKSTATION |  |  |  | WIRED SPARE |  |  |  | SPARE | [15 empty] | PATIENT ROOM REVIEW | 2024-08-15 |  | 3 | 2025-05-19 | [17 empty] | WSIU3441 |  |  |  | 0 |  |  |  | 1 | 1 | [12 empty] | 1 | 0 |  | 0 |  |  | 1 | [21 empty] | 0
4857997 | U MI CIT | LEVEL 10 | IDF 10-122C | 10-209 | UNIV PATIENT RM | 1 |  | 3 |  |  | WIRED SPARE |  |  |  | WIRED SPARE |  |  |  | WIRED SPARE | [15 empty] | PATIENT ROOM REVIEW | 2024-08-15 | 10-14 | 3 | 2025-05-19 | [21 empty] | 0 | [18 empty] | 0 |  | 0 | [24 empty] | 0
4858004 | U MI CIT | LEVEL 10 | IDF 10-122C | 10-209 | UNIV PATIENT RM | 2 |  | PM |  |  | PHYSIO MONITOR |  |  |  | PHYSIO MONITOR |  |  |  | SPARE | [7 empty] | CAPSULE P-P |  |  |  | CAPSULE |  |  |  | PATIENT ROOM REVIEW | 2024-08-15 | 10-14 | 3 | 2025-05-19 |  |  |  |  | B-450 | EEG - NATUS | [15 empty] | 0 | [18 empty] | 0 |  | 0 | [24 empty] | 0
6632188 | U MI CIT | LEVEL 10 | IDF 10-122C | 10-209 | UNIV PATIENT RM | 5 |  | TV4-NC |  |  | TELEVISION |  |  |  | WIRED SPARE |  |  |  | V-NURSING | [11 empty] | NURSE CALL JACK |  |  |  | PATIENT ROOM REVIEW | 2024-08-15 | 10-14 | 3 | 2025-05-19 | [21 empty] | 0 | [18 empty] | 0 |  | 0 | [24 empty] | 0
8227234 | U MI CIT | LEVEL 10 | IDF 10-122C | 10-209 | UNIV PATIENT RM | 6 |  | 3 |  |  | WORKSTATION |  |  |  | WIRED SPARE |  |  |  | SPARE | [15 empty] | PATIENT ROOM REVIEW | 2024-08-15 | 10-14 | 3 | 2025-05-19 | [15 empty] | 1 | longest arm to chart and view patient, VESA mount for Dell OptiPlex All-in-One: Starting weight: 16.55 lb (7.51 kg),Weight (maximum): 20.25 lb (9.19 kg),Starting weight, without stand: 12.37 lb (5.61 kg),Weight (maximum), without stand: 13.93 lb (6.32 kg), keyboard, mouse, wireless BCMA scanner Honeywell 1952HHD, | CLPV0099 |  |  |  | 0 |  |  |  | 1 | 1 | [12 empty] | 1 | 0 |  | 0 |  | 1 | 1 | [21 empty] | 0
4858205 | U MI CIT | LEVEL 10 | IDF 10-122C | 10-209B | CLINICAL WORKSTATION | 1 |  | 3 |  |  | WORKSTATION |  |  |  | WIRED SPARE |  |  |  | SPARE | [15 empty] | PATIENT ROOM REVIEW | 2024-08-15 |  | 3 | 2025-05-19 | [17 empty] | WSIU3442 |  |  |  | 0 |  |  |  | 1 | 1 | [12 empty] | 1 | 0 |  | 0 |  |  | 1 | [21 empty] | 0
4857957 | U MI CIT | LEVEL 10 | IDF 10-122C | 10-211 | UNIV PATIENT RM ADA | 1 |  | 3 |  |  | WIRED SPARE |  |  |  | WIRED SPARE |  |  |  | WIRED SPARE | [15 empty] | PATIENT ROOM REVIEW | 2024-08-15 | 10-15 | 3 | 2025-05-19 | [21 empty] | 0 | [18 empty] | 0 |  | 0 | [24 empty] | 0
4857964 | U MI CIT | LEVEL 10 | IDF 10-122C | 10-211 | UNIV PATIENT RM ADA | 2 |  | PM |  |  | PHYSIO MONITOR |  |  |  | PHYSIO MONITOR |  |  |  | SPARE | [7 empty] | CAPSULE P-P |  |  |  | CAPSULE |  |  |  | PATIENT ROOM REVIEW | 2024-08-15 | 10-15 | 3 | 2025-05-19 |  |  |  |  | B-450 | EEG - NATUS | [15 empty] | 0 | [18 empty] | 0 |  | 0 | [24 empty] | 0
6632144 | U MI CIT | LEVEL 10 | IDF 10-122C | 10-211 | UNIV PATIENT RM ADA | 5 |  | TV4-NC |  |  | TELEVISION |  |  |  | WIRED SPARE |  |  |  | V-NURSING | [11 empty] | NURSE CALL JACK |  |  |  | PATIENT ROOM REVIEW | 2024-08-15 | 10-15 | 3 | 2025-05-19 | [21 empty] | 0 | [18 empty] | 0 |  | 0 | [24 empty] | 0
8227142 | U MI CIT | LEVEL 10 | IDF 10-122C | 10-211 | UNIV PATIENT RM ADA | 6 |  | 3 |  |  | WORKSTATION |  |  |  | WIRED SPARE |  |  |  | SPARE | [15 empty] | PATIENT ROOM REVIEW | 2024-08-15 | 10-15 | 3 | 2025-05-19 | [15 empty] | 1 | longest arm to chart and view patient, VESA mount for Dell OptiPlex All-in-One: Starting weight: 16.55 lb (7.51 kg),Weight (maximum): 20.25 lb (9.19 kg),Starting weight, without stand: 12.37 lb (5.61 kg),Weight (maximum), without stand: 13.93 lb (6.32 kg), keyboard, mouse, wireless BCMA scanner Honeywell 1952HHD, | CLPV0100 |  |  |  | 0 |  |  |  | 1 | 1 | [12 empty] | 1 | 0 |  | 0 |  | 1 | 1 | [21 empty] | 0
4858197 | U MI CIT | LEVEL 10 | IDF 10-122C | 10-211B | CLINICAL WORKSTATION | 1 |  | 3 |  |  | WORKSTATION |  |  |  | WIRED SPARE |  |  |  | SPARE | [15 empty] | PATIENT ROOM REVIEW | 2024-08-15 |  | 3 | 2025-05-19 | [17 empty] | WSIU3443 |  |  |  | 0 |  |  |  | 1 | 1 | [12 empty] | 1 | 0 |  | 0 |  |  | 1 | [21 empty] | 0
4793261 | U MI CIT | LEVEL 10 | IDF 10-122C | 10-301 | UNIV PATIENT RM | 1 |  | 3 |  |  | WIRED SPARE |  |  |  | WIRED SPARE |  |  |  | WIRED SPARE | [15 empty] | PATIENT ROOM REVIEW | 2024-08-15 | 10-16 | 3 | 2025-05-19 | [21 empty] | 0 | [18 empty] | 0 |  | 0 | [24 empty] | 0
8226530 | U MI CIT | LEVEL 10 | IDF 10-122C | 10-301 | UNIV PATIENT RM | 6 |  | 3 |  |  | WORKSTATION |  |  |  | WIRED SPARE |  |  |  | SPARE | [15 empty] | PATIENT ROOM REVIEW | 2024-08-15 | 10-16 | 3 | 2025-05-19 | [15 empty] | 1 | longest arm to chart and view patient, VESA mount for Dell OptiPlex All-in-One: Starting weight: 16.55 lb (7.51 kg),Weight (maximum): 20.25 lb (9.19 kg),Starting weight, without stand: 12.37 lb (5.61 kg),Weight (maximum), without stand: 13.93 lb (6.32 kg), keyboard, mouse, wireless BCMA scanner Honeywell 1952HHD, | CLPV0101 |  |  |  | 0 |  |  |  | 1 | 1 | [12 empty] | 1 | 0 |  | 0 |  | 1 | 1 | [21 empty] | 0
4793268 | U MI CIT | LEVEL 10 | IDF 10-122C | 10-301 | UNIV PATIENT RM | 2 |  | PM |  |  | PHYSIO MONITOR |  |  |  | PHYSIO MONITOR |  |  |  | SPARE | [7 empty] | CAPSULE P-P |  |  |  | CAPSULE |  |  |  | PATIENT ROOM REVIEW | 2024-08-15 | 10-16 | 3 | 2025-05-19 |  |  |  |  | B-450 | EEG - NATUS | [15 empty] | 0 | [18 empty] | 0 |  | 0 | [24 empty] | 0
6632040 | U MI CIT | LEVEL 10 | IDF 10-122C | 10-301 | UNIV PATIENT RM | 5 |  | TV4-NC |  |  | TELEVISION |  |  |  | WIRED SPARE |  |  |  | V-NURSING | [11 empty] | NURSE CALL JACK |  |  |  | PATIENT ROOM REVIEW | 2024-08-15 | 10-16 | 3 | 2025-05-19 | [21 empty] | 0 | [18 empty] | 0 |  | 0 | [24 empty] | 0
4795197 | U MI CIT | LEVEL 10 | IDF 10-122C | 10-301B | CLINICAL WORKSTATION | 1 |  | 3 |  |  | WORKSTATION |  |  |  | WIRED SPARE |  |  |  | SPARE | [15 empty] | PATIENT ROOM REVIEW | 2024-08-15 |  | 3 | 2025-05-19 | [17 empty] | WSIU3444 |  |  |  | 0 |  |  |  | 1 | 1 | [12 empty] | 1 | 0 |  | 0 |  |  | 1 | [21 empty] | 0
4793214 | U MI CIT | LEVEL 10 | IDF 10-122C | 10-303 | UNIV PATIENT RM | 1 |  | 3 |  |  | WIRED SPARE |  |  |  | WIRED SPARE |  |  |  | WIRED SPARE | [15 empty] | PATIENT ROOM REVIEW | 2024-08-15 | 10-17 | 3 | 2025-05-19 | [21 empty] | 0 | [18 empty] | 0 |  | 0 | [24 empty] | 0
4793221 | U MI CIT | LEVEL 10 | IDF 10-122C | 10-303 | UNIV PATIENT RM | 2 |  | PM |  |  | PHYSIO MONITOR |  |  |  | PHYSIO MONITOR |  |  |  | SPARE | [7 empty] | CAPSULE P-P |  |  |  | CAPSULE |  |  |  | PATIENT ROOM REVIEW | 2024-08-15 | 10-17 | 3 | 2025-05-19 |  |  |  |  | B-450 | EEG - NATUS | [15 empty] | 0 | [18 empty] | 0 |  | 0 | [24 empty] | 0
6632025 | U MI CIT | LEVEL 10 | IDF 10-122C | 10-303 | UNIV PATIENT RM | 5 |  | TV4-NC |  |  | TELEVISION |  |  |  | WIRED SPARE |  |  |  | V-NURSING | [11 empty] | NURSE CALL JACK |  |  |  | PATIENT ROOM REVIEW | 2024-08-15 | 10-17 | 3 | 2025-05-19 | [21 empty] | 0 | [18 empty] | 0 |  | 0 | [24 empty] | 0
8226502 | U MI CIT | LEVEL 10 | IDF 10-122C | 10-303 | UNIV PATIENT RM | 6 |  | 3 |  |  | WORKSTATION |  |  |  | WIRED SPARE |  |  |  | SPARE | [15 empty] | PATIENT ROOM REVIEW | 2024-08-15 | 10-17 | 3 | 2025-05-19 | [15 empty] | 1 | longest arm to chart and view patient, VESA mount for Dell OptiPlex All-in-One: Starting weight: 16.55 lb (7.51 kg),Weight (maximum): 20.25 lb (9.19 kg),Starting weight, without stand: 12.37 lb (5.61 kg),Weight (maximum), without stand: 13.93 lb (6.32 kg), keyboard, mouse, wireless BCMA scanner Honeywell 1952HHD, | CLPV0102 |  |  |  | 0 |  |  |  | 1 | 1 | [12 empty] | 1 | 0 |  | 0 |  | 1 | 1 | [21 empty] | 0
4795180 | U MI CIT | LEVEL 10 | IDF 10-122C | 10-303B | CLINICAL WORKSTATION | 1 |  | 3 |  |  | WORKSTATION |  |  |  | WIRED SPARE |  |  |  | SPARE | [15 empty] | PATIENT ROOM REVIEW | 2024-08-15 |  | 3 | 2025-05-19 | [17 empty] | WSIU3445 |  |  |  | 0 |  |  |  | 1 | 1 | [12 empty] | 1 | 0 |  | 0 |  |  | 1 | [21 empty] | 0
4793167 | U MI CIT | LEVEL 10 | IDF 10-122C | 10-305 | UNIV PATIENT RM | 1 |  | 3 |  |  | WIRED SPARE |  |  |  | WIRED SPARE |  |  |  | WIRED SPARE | [15 empty] | PATIENT ROOM REVIEW | 2024-08-15 | 10-18 | 3 | 2025-05-19 | [21 empty] | 0 | [18 empty] | 0 |  | 0 | [24 empty] | 0
4793174 | U MI CIT | LEVEL 10 | IDF 10-122C | 10-305 | UNIV PATIENT RM | 2 |  | PM |  |  | PHYSIO MONITOR |  |  |  | PHYSIO MONITOR |  |  |  | SPARE | [7 empty] | CAPSULE P-P |  |  |  | CAPSULE |  |  |  | PATIENT ROOM REVIEW | 2024-08-15 | 10-18 | 3 | 2025-05-19 |  |  |  |  | B-450 | EEG - NATUS | [15 empty] | 0 | [18 empty] | 0 |  | 0 | [24 empty] | 0
6632010 | U MI CIT | LEVEL 10 | IDF 10-122C | 10-305 | UNIV PATIENT RM | 5 |  | TV4-NC |  |  | TELEVISION |  |  |  | WIRED SPARE |  |  |  | V-NURSING | [11 empty] | NURSE CALL JACK |  |  |  | PATIENT ROOM REVIEW | 2024-08-15 | 10-18 | 3 | 2025-05-19 | [21 empty] | 0 | [18 empty] | 0 |  | 0 | [24 empty] | 0
8226456 | U MI CIT | LEVEL 10 | IDF 10-122C | 10-305 | UNIV PATIENT RM | 6 |  | 3 |  |  | WORKSTATION |  |  |  | WIRED SPARE |  |  |  | SPARE | [15 empty] | PATIENT ROOM REVIEW | 2024-08-15 | 10-18 | 3 | 2025-05-19 | [15 empty] | 1 | longest arm to chart and view patient, VESA mount for Dell OptiPlex All-in-One: Starting weight: 16.55 lb (7.51 kg),Weight (maximum): 20.25 lb (9.19 kg),Starting weight, without stand: 12.37 lb (5.61 kg),Weight (maximum), without stand: 13.93 lb (6.32 kg), keyboard, mouse, wireless BCMA scanner Honeywell 1952HHD, | CLPV0103 |  |  |  | 0 |  |  |  | 1 | 1 | [12 empty] | 1 | 0 |  | 0 |  | 1 | 1 | [21 empty] | 0
4795163 | U MI CIT | LEVEL 10 | IDF 10-122C | 10-305B | CLINICAL WORKSTATION | 1 |  | 3 |  |  | WORKSTATION |  |  |  | WIRED SPARE |  |  |  | SPARE | [15 empty] | PATIENT ROOM REVIEW | 2024-08-15 |  | 3 | 2025-05-19 | [17 empty] | WSIU3446 |  |  |  | 0 |  |  |  | 1 | 1 | [12 empty] | 1 | 0 |  | 0 |  |  | 1 | [21 empty] | 0
4793114 | U MI CIT | LEVEL 10 | IDF 10-122C | 10-307 | UNIV PATIENT RM | 1 |  | 3 |  |  | WIRED SPARE |  |  |  | WIRED SPARE |  |  |  | WIRED SPARE | [15 empty] | PATIENT ROOM REVIEW | 2024-08-15 | 10-19 | 3 | 2025-05-19 | [21 empty] | 0 | [18 empty] | 0 |  | 0 | [24 empty] | 0
4793121 | U MI CIT | LEVEL 10 | IDF 10-122C | 10-307 | UNIV PATIENT RM | 2 |  | PM |  |  | PHYSIO MONITOR |  |  |  | PHYSIO MONITOR |  |  |  | SPARE | [7 empty] | CAPSULE P-P |  |  |  | CAPSULE |  |  |  | PATIENT ROOM REVIEW | 2024-08-15 | 10-19 | 3 | 2025-05-19 |  |  |  |  | B-450 | EEG - NATUS | [15 empty] | 0 |  | l | [16 empty] | 0 |  | 0 | [24 empty] | 0
6631991 | U MI CIT | LEVEL 10 | IDF 10-122C | 10-307 | UNIV PATIENT RM | 5 |  | TV4-NC |  |  | TELEVISION |  |  |  | WIRED SPARE |  |  |  | V-NURSING | [11 empty] | NURSE CALL JACK |  |  |  | PATIENT ROOM REVIEW | 2024-08-15 | 10-19 | 3 | 2025-05-19 | [21 empty] | 0 | [18 empty] | 0 |  | 0 | [24 empty] | 0
8226422 | U MI CIT | LEVEL 10 | IDF 10-122C | 10-307 | UNIV PATIENT RM | 6 |  | 3 |  |  | WORKSTATION |  |  |  | WIRED SPARE |  |  |  | SPARE | [15 empty] | PATIENT ROOM REVIEW | 2024-08-15 | 10-19 | 3 | 2025-05-19 | [15 empty] | 1 | longest arm to chart and view patient, VESA mount for Dell OptiPlex All-in-One: Starting weight: 16.55 lb (7.51 kg),Weight (maximum): 20.25 lb (9.19 kg),Starting weight, without stand: 12.37 lb (5.61 kg),Weight (maximum), without stand: 13.93 lb (6.32 kg), keyboard, mouse, wireless BCMA scanner Honeywell 1952HHD, | CLPV0104 |  |  |  | 0 |  |  |  | 1 | 1 | [12 empty] | 1 | 0 |  | 0 |  | 1 | 1 | [21 empty] | 0
4795146 | U MI CIT | LEVEL 10 | IDF 10-122C | 10-307B | CLINICAL WORKSTATION | 1 |  | 3 |  |  | WORKSTATION |  |  |  | WIRED SPARE |  |  |  | SPARE | [15 empty] | PATIENT ROOM REVIEW | 2024-08-15 |  | 3 | 2025-05-19 | [17 empty] | WSIU3447 |  |  |  | 0 |  |  |  | 1 | 1 | [12 empty] | 1 | 0 |  | 0 |  |  | 1 | [21 empty] | 0
4793067 | U MI CIT | LEVEL 10 | IDF 10-122C | 10-309 | UNIV PATIENT RM | 1 |  | 3 |  |  | WIRED SPARE |  |  |  | WIRED SPARE |  |  |  | WIRED SPARE | [15 empty] | PATIENT ROOM REVIEW | 2024-08-15 | 10-20 | 3 | 2025-05-19 | [21 empty] | 0 | [18 empty] | 0 |  | 0 | [24 empty] | 0
4793074 | U MI CIT | LEVEL 10 | IDF 10-122C | 10-309 | UNIV PATIENT RM | 2 |  | PM |  |  | PHYSIO MONITOR |  |  |  | PHYSIO MONITOR |  |  |  | SPARE | [7 empty] | CAPSULE P-P |  |  |  | CAPSULE |  |  |  | PATIENT ROOM REVIEW | 2024-08-15 | 10-20 | 3 | 2025-05-19 |  |  |  |  | B-450 | EEG - NATUS | [15 empty] | 0 | [18 empty] | 0 |  | 0 | [24 empty] | 0
6631934 | U MI CIT | LEVEL 10 | IDF 10-122C | 10-309 | UNIV PATIENT RM | 5 |  | TV4-NC |  |  | TELEVISION |  |  |  | WIRED SPARE |  |  |  | V-NURSING | [11 empty] | NURSE CALL JACK |  |  |  | PATIENT ROOM REVIEW | 2024-08-15 | 10-20 | 3 | 2025-05-19 | [21 empty] | 0 | [18 empty] | 0 |  | 0 | [24 empty] | 0
8226364 | U MI CIT | LEVEL 10 | IDF 10-122C | 10-309 | UNIV PATIENT RM | 6 |  | 3 |  |  | WORKSTATION |  |  |  | WIRED SPARE |  |  |  | SPARE | [15 empty] | PATIENT ROOM REVIEW | 2024-08-15 | 10-20 | 3 | 2025-05-19 | [15 empty] | 1 | longest arm to chart and view patient, VESA mount for Dell OptiPlex All-in-One: Starting weight: 16.55 lb (7.51 kg),Weight (maximum): 20.25 lb (9.19 kg),Starting weight, without stand: 12.37 lb (5.61 kg),Weight (maximum), without stand: 13.93 lb (6.32 kg), keyboard, mouse, wireless BCMA scanner Honeywell 1952HHD, | CLPV0105 |  |  |  | 0 |  |  |  | 1 | 1 | [12 empty] | 1 | 0 |  | 0 |  | 1 | 1 | [21 empty] | 0
4795129 | U MI CIT | LEVEL 10 | IDF 10-122C | 10-309B | CLINICAL WORKSTATION | 1 |  | 3 |  |  | WORKSTATION |  |  |  | WIRED SPARE |  |  |  | SPARE | [15 empty] | PATIENT ROOM REVIEW | 2024-08-15 |  | 3 | 2025-05-19 | [17 empty] | WSIU3448 |  |  |  | 0 |  |  |  | 1 | 1 | [12 empty] | 1 | 0 |  | 0 |  |  | 1 | [21 empty] | 0
4793020 | U MI CIT | LEVEL 10 | IDF 10-334C | 10-311 | UNIV PATIENT RM | 1 |  | 3 |  |  | WIRED SPARE |  |  |  | WIRED SPARE |  |  |  | WIRED SPARE | [15 empty] | PATIENT ROOM REVIEW | 2024-08-15 | 10-21 | 3 | 2025-05-19 | [21 empty] | 0 | [18 empty] | 0 |  | 0 | [24 empty] | 0
4793027 | U MI CIT | LEVEL 10 | IDF 10-334C | 10-311 | UNIV PATIENT RM | 2 |  | PM |  |  | PHYSIO MONITOR |  |  |  | PHYSIO MONITOR |  |  |  | SPARE | [7 empty] | CAPSULE P-P |  |  |  | CAPSULE |  |  |  | PATIENT ROOM REVIEW | 2024-08-15 | 10-21 | 3 | 2025-05-19 |  |  |  |  | B-450 | EEG - NATUS | [15 empty] | 0 | [18 empty] | 0 |  | 0 | [24 empty] | 0
6631917 | U MI CIT | LEVEL 10 | IDF 10-334C | 10-311 | UNIV PATIENT RM | 5 |  | TV4-NC |  |  | TELEVISION |  |  |  | WIRED SPARE |  |  |  | V-NURSING | [11 empty] | NURSE CALL JACK |  |  |  | PATIENT ROOM REVIEW | 2024-08-15 | 10-21 | 3 | 2025-05-19 | [21 empty] | 0 | [18 empty] | 0 |  | 0 | [24 empty] | 0
8226336 | U MI CIT | LEVEL 10 | IDF 10-334C | 10-311 | UNIV PATIENT RM | 6 |  | 3 |  |  | WORKSTATION |  |  |  | WIRED SPARE |  |  |  | SPARE | [15 empty] | PATIENT ROOM REVIEW | 2024-08-15 | 10-21 | 3 | 2025-05-19 | [15 empty] | 1 | longest arm to chart and view patient, VESA mount for Dell OptiPlex All-in-One: Starting weight: 16.55 lb (7.51 kg),Weight (maximum): 20.25 lb (9.19 kg),Starting weight, without stand: 12.37 lb (5.61 kg),Weight (maximum), without stand: 13.93 lb (6.32 kg), keyboard, mouse, wireless BCMA scanner Honeywell 1952HHD, | CLPV0106 |  |  |  | 0 |  |  |  | 1 | 1 | [12 empty] | 1 | 0 |  | 0 |  | 1 | 1 | [21 empty] | 0
4795112 | U MI CIT | LEVEL 10 | IDF 10-334C | 10-311B | CLINICAL WORKSTATION | 1 |  | 3 |  |  | WORKSTATION |  |  |  | WIRED SPARE |  |  |  | SPARE | [15 empty] | PATIENT ROOM REVIEW | 2024-08-15 |  | 3 | 2025-05-19 | [17 empty] | WSIU3449 |  |  |  | 0 |  |  |  | 1 | 1 | [12 empty] | 1 | 0 |  | 0 |  |  | 1 | [21 empty] | 0
4792957 | U MI CIT | LEVEL 10 | IDF 10-334C | 10-313 | UNIV PATIENT RM | 1 |  | 3 |  |  | WIRED SPARE |  |  |  | WIRED SPARE |  |  |  | WIRED SPARE | [15 empty] | PATIENT ROOM REVIEW | 2024-08-15 | 10-22 | 3 | 2025-05-19 | [21 empty] | 0 | [18 empty] | 0 |  | 0 | [24 empty] | 0
4792964 | U MI CIT | LEVEL 10 | IDF 10-334C | 10-313 | UNIV PATIENT RM | 2 |  | PM |  |  | PHYSIO MONITOR |  |  |  | PHYSIO MONITOR |  |  |  | SPARE | [7 empty] | CAPSULE P-P |  |  |  | CAPSULE |  |  |  | PATIENT ROOM REVIEW | 2024-08-15 | 10-22 | 3 | 2025-05-19 |  |  |  |  | B-450 | EEG - NATUS | [15 empty] | 0 | [18 empty] | 0 |  | 0 | [24 empty] | 0
6631581 | U MI CIT | LEVEL 10 | IDF 10-334C | 10-313 | UNIV PATIENT RM | 5 |  | TV4-NC |  |  | TELEVISION |  |  |  | WIRED SPARE |  |  |  | V-NURSING | [11 empty] | NURSE CALL JACK |  |  |  | PATIENT ROOM REVIEW | 2024-08-15 | 10-22 | 3 | 2025-05-19 | [21 empty] | 0 | [18 empty] | 0 |  | 0 | [24 empty] | 0
8226286 | U MI CIT | LEVEL 10 | IDF 10-334C | 10-313 | UNIV PATIENT RM | 6 |  | 3 |  |  | WORKSTATION |  |  |  | WIRED SPARE |  |  |  | SPARE | [15 empty] | PATIENT ROOM REVIEW | 2024-08-15 | 10-22 | 3 | 2025-05-19 | [15 empty] | 1 | longest arm to chart and view patient, VESA mount for Dell OptiPlex All-in-One: Starting weight: 16.55 lb (7.51 kg),Weight (maximum): 20.25 lb (9.19 kg),Starting weight, without stand: 12.37 lb (5.61 kg),Weight (maximum), without stand: 13.93 lb (6.32 kg), keyboard, mouse, wireless BCMA scanner Honeywell 1952HHD, | CLPV0107 |  |  |  | 0 |  |  |  | 1 | 1 | [12 empty] | 1 | 0 |  | 0 |  | 1 | 1 | [21 empty] | 0
4795095 | U MI CIT | LEVEL 10 | IDF 10-334C | 10-313B | CLINICAL WORKSTATION | 1 |  | 3 |  |  | WORKSTATION |  |  |  | WIRED SPARE |  |  |  | SPARE | [15 empty] | PATIENT ROOM REVIEW | 2024-08-15 |  | 3 | 2025-05-19 | [17 empty] | WSIU3450 |  |  |  | 0 |  |  |  | 1 | 1 | [12 empty] | 1 | 0 |  | 0 |  |  | 1 | [21 empty] | 0
4709862 | U MI CIT | LEVEL 10 | IDF 10-334C | 10-315 | UNIV PATIENT RM | 1 |  | 3 |  |  | WIRED SPARE |  |  |  | WIRED SPARE |  |  |  | WIRED SPARE | [15 empty] | PATIENT ROOM REVIEW | 2024-08-15 | 10-23 | 3 | 2025-05-19 | [21 empty] | 0 | [18 empty] | 0 |  | 0 | [24 empty] | 0
4709870 | U MI CIT | LEVEL 10 | IDF 10-334C | 10-315 | UNIV PATIENT RM | 3 |  | PM |  |  | PHYSIO MONITOR |  |  |  | PHYSIO MONITOR |  |  |  | SPARE | [7 empty] | CAPSULE P-P |  |  |  | CAPSULE |  |  |  | PATIENT ROOM REVIEW | 2024-08-15 | 10-23 | 3 | 2025-05-19 |  |  |  |  | B-450 | EEG - NATUS | [15 empty] | 0 | [18 empty] | 0 |  | 0 | [24 empty] | 0
4709886 | U MI CIT | LEVEL 10 | IDF 10-334C | 10-315 | UNIV PATIENT RM | 5 |  | TV4-NC |  |  | TELEVISION |  |  |  | WIRED SPARE |  |  |  | V-NURSING | [11 empty] | NURSE CALL JACK |  |  |  | PATIENT ROOM REVIEW | 2024-08-15 | 10-23 | 3 | 2025-05-19 | [21 empty] | 0 | [18 empty] | 0 |  | 0 | [24 empty] | 0
8225759 | U MI CIT | LEVEL 10 | IDF 10-334C | 10-315 | UNIV PATIENT RM | 6 |  | 3 |  |  | WORKSTATION |  |  |  | WIRED SPARE |  |  |  | SPARE | [15 empty] | PATIENT ROOM REVIEW | 2024-08-15 | 10-23 | 3 | 2025-05-19 | [15 empty] | 1 | longest arm to chart and view patient, VESA mount for Dell OptiPlex All-in-One: Starting weight: 16.55 lb (7.51 kg),Weight (maximum): 20.25 lb (9.19 kg),Starting weight, without stand: 12.37 lb (5.61 kg),Weight (maximum), without stand: 13.93 lb (6.32 kg), keyboard, mouse, wireless BCMA scanner Honeywell 1952HHD, | CLPV0108 |  |  |  | 0 |  |  |  | 1 | 1 | [12 empty] | 1 | 0 |  | 0 |  | 1 | 1 | [21 empty] | 0
4710266 | U MI CIT | LEVEL 10 | IDF 10-334C | 10-315B | CLINICAL WORKSTATION | 1 |  | 3 |  |  | WORKSTATION |  |  |  | WIRED SPARE |  |  |  | SPARE | [15 empty] | PATIENT ROOM REVIEW | 2024-08-15 |  | 3 | 2025-05-19 | [17 empty] | WSIU3451 |  |  |  | 0 |  |  |  | 1 | 1 | [12 empty] | 1 | 0 |  | 0 |  |  | 1 | [21 empty] | 0
4836997 | U MI CIT | LEVEL 10 | IDF 10-334C | 10-317 | UNIV ISO PATIENT RM | 1 |  | 3 |  |  | WIRED SPARE |  |  |  | WIRED SPARE |  |  |  | WIRED SPARE | [15 empty] | PATIENT ROOM REVIEW | 2024-08-15 | 10-24 | 3 | 2025-05-19 | [21 empty] | 0 | [18 empty] | 0 |  | 0 | [24 empty] | 0
4836981 | U MI CIT | LEVEL 10 | IDF 10-334C | 10-317 | UNIV ISO PATIENT RM | 2 |  | PM |  |  | PHYSIO MONITOR |  |  |  | PHYSIO MONITOR |  |  |  | SPARE | [7 empty] | CAPSULE P-P |  |  |  | CAPSULE |  |  |  | PATIENT ROOM REVIEW | 2024-08-15 | 10-24 | 3 | 2025-05-19 |  |  |  |  | B-450 | EEG - NATUS | [15 empty] | 0 | [18 empty] | 0 |  | 0 | [24 empty] | 0
4837005 | U MI CIT | LEVEL 10 | IDF 10-334C | 10-317 | UNIV ISO PATIENT RM | 5 |  | TV4-NC |  |  | TELEVISION |  |  |  | WIRED SPARE |  |  |  | V-NURSING | [11 empty] | NURSE CALL JACK |  |  |  | PATIENT ROOM REVIEW | 2024-08-15 | 10-24 | 3 | 2025-05-19 | [21 empty] | 0 | [18 empty] | 0 |  | 0 | [24 empty] | 0
8225668 | U MI CIT | LEVEL 10 | IDF 10-334C | 10-317 | UNIV ISO PATIENT RM | 6 |  | 3 |  |  | WORKSTATION |  |  |  | WIRED SPARE |  |  |  | SPARE | [15 empty] | PATIENT ROOM REVIEW | 2024-08-15 | 10-24 | 3 | 2025-05-19 | [15 empty] | 1 | longest arm to chart and view patient, VESA mount for Dell OptiPlex All-in-One: Starting weight: 16.55 lb (7.51 kg),Weight (maximum): 20.25 lb (9.19 kg),Starting weight, without stand: 12.37 lb (5.61 kg),Weight (maximum), without stand: 13.93 lb (6.32 kg), keyboard, mouse, wireless BCMA scanner Honeywell 1952HHD, | CLPV0109 |  |  |  | 0 |  |  |  | 1 | 1 | [12 empty] | 1 | 0 |  | 0 |  | 1 | 1 | [21 empty] | 0
4836635 | U MI CIT | LEVEL 10 | IDF 10-334C | 10-319 | UNIV PATIENT RM | 1 |  | 3 |  |  | WIRED SPARE |  |  |  | WIRED SPARE |  |  |  | WIRED SPARE | [15 empty] | PATIENT ROOM REVIEW | 2024-08-15 | 10-25 | 3 | 2025-05-19 | [21 empty] | 0 | [18 empty] | 0 |  | 0 | [24 empty] | 0
4836621 | U MI CIT | LEVEL 10 | IDF 10-334C | 10-319 | UNIV PATIENT RM | 3 |  | PM |  |  | PHYSIO MONITOR |  |  |  | PHYSIO MONITOR |  |  |  | SPARE | [7 empty] | CAPSULE P-P |  |  |  | CAPSULE |  |  |  | PATIENT ROOM REVIEW | 2024-08-15 | 10-25 | 3 | 2025-05-19 |  |  |  |  | B-450 | EEG - NATUS | [15 empty] | 0 | [18 empty] | 0 |  | 0 | [24 empty] | 0
4837036 | U MI CIT | LEVEL 10 | IDF 10-334C | 10-319 | UNIV PATIENT RM | 5 |  | TV4-NC |  |  | TELEVISION |  |  |  | WIRED SPARE |  |  |  | V-NURSING | [11 empty] | NURSE CALL JACK |  |  |  | PATIENT ROOM REVIEW | 2024-08-15 | 10-25 | 3 | 2025-05-19 | [21 empty] | 0 | [18 empty] | 0 |  | 0 | [24 empty] | 0
8225596 | U MI CIT | LEVEL 10 | IDF 10-334C | 10-319 | UNIV PATIENT RM | 6 |  | 3 |  |  | WORKSTATION |  |  |  | WIRED SPARE |  |  |  | SPARE | [15 empty] | PATIENT ROOM REVIEW | 2024-08-15 | 10-25 | 3 | 2025-05-19 | [15 empty] | 1 | longest arm to chart and view patient, VESA mount for Dell OptiPlex All-in-One: Starting weight: 16.55 lb (7.51 kg),Weight (maximum): 20.25 lb (9.19 kg),Starting weight, without stand: 12.37 lb (5.61 kg),Weight (maximum), without stand: 13.93 lb (6.32 kg), keyboard, mouse, wireless BCMA scanner Honeywell 1952HHD, | CLPV0110 |  |  |  | 0 |  |  |  | 1 | 1 | [12 empty] | 1 | 0 |  | 0 |  | 1 | 1 | [21 empty] | 0
4836973 | U MI CIT | LEVEL 10 | IDF 10-334C | 10-319B | CLINICAL WORKSTATION | 1 |  | 3 |  |  | WORKSTATION |  |  |  | WIRED SPARE |  |  |  | SPARE | [15 empty] | PATIENT ROOM REVIEW | 2024-08-15 |  | 3 | 2025-05-19 | [17 empty] | WSIU3452 |  |  |  | 0 |  |  |  | 1 | 1 | [12 empty] | 1 | 0 |  | 0 |  |  | 1 | [21 empty] | 0
4836593 | U MI CIT | LEVEL 10 | IDF 10-334C | 10-321 | UNIV PATIENT RM | 1 |  | 3 |  |  | WIRED SPARE |  |  |  | WIRED SPARE |  |  |  | WIRED SPARE | [15 empty] | PATIENT ROOM REVIEW | 2024-08-15 | 10-26 | 3 | 2025-05-19 | [21 empty] | 0 | [18 empty] | 0 |  | 0 | [24 empty] | 0
4836579 | U MI CIT | LEVEL 10 | IDF 10-334C | 10-321 | UNIV PATIENT RM | 2 |  | PM |  |  | PHYSIO MONITOR |  |  |  | PHYSIO MONITOR |  |  |  | SPARE | [7 empty] | CAPSULE P-P |  |  |  | CAPSULE |  |  |  | PATIENT ROOM REVIEW | 2024-08-15 | 10-26 | 3 | 2025-05-19 |  |  |  |  | B-450 | EEG - NATUS | [15 empty] | 0 | [18 empty] | 0 |  | 0 | [24 empty] | 0
4836607 | U MI CIT | LEVEL 10 | IDF 10-334C | 10-321 | UNIV PATIENT RM | 5 |  | TV4-NC |  |  | TELEVISION |  |  |  | WIRED SPARE |  |  |  | V-NURSING | [11 empty] | NURSE CALL JACK |  |  |  | PATIENT ROOM REVIEW | 2024-08-15 | 10-26 | 3 | 2025-05-19 | [21 empty] | 0 | [18 empty] | 0 |  | 0 | [24 empty] | 0
8225562 | U MI CIT | LEVEL 10 | IDF 10-334C | 10-321 | UNIV PATIENT RM | 6 |  | 3 |  |  | WORKSTATION |  |  |  | WIRED SPARE |  |  |  | SPARE | [15 empty] | PATIENT ROOM REVIEW | 2024-08-15 | 10-26 | 3 | 2025-05-19 | [15 empty] | 1 | longest arm to chart and view patient, VESA mount for Dell OptiPlex All-in-One: Starting weight: 16.55 lb (7.51 kg),Weight (maximum): 20.25 lb (9.19 kg),Starting weight, without stand: 12.37 lb (5.61 kg),Weight (maximum), without stand: 13.93 lb (6.32 kg), keyboard, mouse, wireless BCMA scanner Honeywell 1952HHD, | CLPV0111 |  |  |  | 0 |  |  |  | 1 | 1 | [12 empty] | 1 | 0 |  | 0 |  | 1 | 1 | [21 empty] | 0
6630103 | U MI CIT | LEVEL 10 | IDF 10-334C | 10-321B | CLINICAL WORKSTATION | 1 |  | 3 |  |  | WORKSTATION |  |  |  | WIRED SPARE |  |  |  | SPARE | [15 empty] | PATIENT ROOM REVIEW | 2024-08-15 |  | 3 | 2025-05-19 | [17 empty] | WSIU3453 |  |  |  | 0 |  |  |  | 1 | 1 | [12 empty] | 1 | 0 |  | 0 |  |  | 1 | [21 empty] | 0
4836551 | U MI CIT | LEVEL 10 | IDF 10-334C | 10-323 | UNIV PATIENT RM | 1 |  | 3 |  |  | WIRED SPARE |  |  |  | WIRED SPARE |  |  |  | WIRED SPARE | [15 empty] | PATIENT ROOM REVIEW | 2024-08-15 | 10-27 | 3 | 2025-05-19 | [21 empty] | 0 | [18 empty] | 0 |  | 0 | [24 empty] | 0
4836537 | U MI CIT | LEVEL 10 | IDF 10-334C | 10-323 | UNIV PATIENT RM | 2 |  | PM |  |  | PHYSIO MONITOR |  |  |  | PHYSIO MONITOR |  |  |  | SPARE | [7 empty] | CAPSULE P-P |  |  |  | CAPSULE |  |  |  | PATIENT ROOM REVIEW | 2024-08-15 | 10-27 | 3 | 2025-05-19 |  |  |  |  | B-450 | EEG - NATUS | [15 empty] | 0 | [18 empty] | 0 |  | 0 | [24 empty] | 0
4836565 | U MI CIT | LEVEL 10 | IDF 10-334C | 10-323 | UNIV PATIENT RM | 5 |  | TV4-NC |  |  | TELEVISION |  |  |  | WIRED SPARE |  |  |  | V-NURSING | [11 empty] | NURSE CALL JACK |  |  |  | PATIENT ROOM REVIEW | 2024-08-15 | 10-27 | 3 | 2025-05-19 | [21 empty] | 0 | [18 empty] | 0 |  | 0 | [24 empty] | 0
8225514 | U MI CIT | LEVEL 10 | IDF 10-334C | 10-323 | UNIV PATIENT RM | 6 |  | 3 |  |  | WORKSTATION |  |  |  | WIRED SPARE |  |  |  | SPARE | [15 empty] | PATIENT ROOM REVIEW | 2024-08-15 | 10-27 | 3 | 2025-05-19 | [15 empty] | 1 | longest arm to chart and view patient, VESA mount for Dell OptiPlex All-in-One: Starting weight: 16.55 lb (7.51 kg),Weight (maximum): 20.25 lb (9.19 kg),Starting weight, without stand: 12.37 lb (5.61 kg),Weight (maximum), without stand: 13.93 lb (6.32 kg), keyboard, mouse, wireless BCMA scanner Honeywell 1952HHD, | CLPV0112 |  |  |  | 0 |  |  |  | 1 | 1 | [12 empty] | 1 | 0 |  | 0 |  | 1 | 1 | [21 empty] | 0
4836363 | U MI CIT | LEVEL 10 | IDF 10-334C | 10-323B | CLINICAL WORKSTATION | 1 |  | 3 |  |  | WORKSTATION |  |  |  | WIRED SPARE |  |  |  | SPARE | [15 empty] | PATIENT ROOM REVIEW | 2024-08-15 |  | 3 | 2025-05-19 | [17 empty] | WSIU3454 |  |  |  | 0 |  |  |  | 1 | 1 | [12 empty] | 1 | 0 |  | 0 |  |  | 1 | [21 empty] | 0
4836509 | U MI CIT | LEVEL 10 | IDF 10-334C | 10-325 | UNIV PATIENT RM | 1 |  | 3 |  |  | WIRED SPARE |  |  |  | WIRED SPARE |  |  |  | WIRED SPARE | [15 empty] | PATIENT ROOM REVIEW | 2024-08-15 | 10-28 | 3 | 2025-05-19 | [21 empty] | 0 | [18 empty] | 0 |  | 0 | [24 empty] | 0
4836495 | U MI CIT | LEVEL 10 | IDF 10-334C | 10-325 | UNIV PATIENT RM | 2 |  | PM |  |  | PHYSIO MONITOR |  |  |  | PHYSIO MONITOR |  |  |  | SPARE | [7 empty] | CAPSULE P-P |  |  |  | CAPSULE |  |  |  | PATIENT ROOM REVIEW | 2024-08-15 | 10-28 | 3 | 2025-05-19 |  |  |  |  | B-450 | EEG - NATUS | [15 empty] | 0 | [18 empty] | 0 |  | 0 | [24 empty] | 0
4836523 | U MI CIT | LEVEL 10 | IDF 10-334C | 10-325 | UNIV PATIENT RM | 5 |  | TV4-NC |  |  | TELEVISION |  |  |  | WIRED SPARE |  |  |  | V-NURSING | [11 empty] | NURSE CALL JACK |  |  |  | PATIENT ROOM REVIEW | 2024-08-15 | 10-28 | 3 | 2025-05-19 | [21 empty] | 0 | [18 empty] | 0 |  | 0 | [24 empty] | 0
8225428 | U MI CIT | LEVEL 10 | IDF 10-334C | 10-325 | UNIV PATIENT RM | 6 |  | 3 |  |  | WORKSTATION |  |  |  | WIRED SPARE |  |  |  | SPARE | [15 empty] | PATIENT ROOM REVIEW | 2024-08-15 | 10-28 | 3 | 2025-05-19 | [15 empty] | 1 | longest arm to chart and view patient, VESA mount for Dell OptiPlex All-in-One: Starting weight: 16.55 lb (7.51 kg),Weight (maximum): 20.25 lb (9.19 kg),Starting weight, without stand: 12.37 lb (5.61 kg),Weight (maximum), without stand: 13.93 lb (6.32 kg), keyboard, mouse, wireless BCMA scanner Honeywell 1952HHD, | CLPV0113 |  |  |  | 0 |  |  |  | 1 | 1 | [12 empty] | 1 | 0 |  | 0 |  | 1 | 1 | [21 empty] | 0
4836355 | U MI CIT | LEVEL 10 | IDF 10-334C | 10-325B | CLINICAL WORKSTATION | 1 |  | 3 |  |  | WORKSTATION |  |  |  | WIRED SPARE |  |  |  | SPARE | [15 empty] | PATIENT ROOM REVIEW | 2024-08-15 |  | 3 | 2025-05-19 | [17 empty] | WSIU3455 |  |  |  | 0 |  |  |  | 1 | 1 | [12 empty] | 1 | 0 |  | 0 |  |  | 1 | [21 empty] | 0
4836467 | U MI CIT | LEVEL 10 | IDF 10-438C | 10-327 | UNIV PATIENT RM | 1 |  | 3 |  |  | WIRED SPARE |  |  |  | WIRED SPARE |  |  |  | WIRED SPARE | [15 empty] | PATIENT ROOM REVIEW | 2024-08-15 | 10-29 | 3 | 2025-05-19 | [21 empty] | 0 | [18 empty] | 0 |  | 0 | [24 empty] | 0
4836453 | U MI CIT | LEVEL 10 | IDF 10-438C | 10-327 | UNIV PATIENT RM | 2 |  | PM |  |  | PHYSIO MONITOR |  |  |  | PHYSIO MONITOR |  |  |  | SPARE | [7 empty] | CAPSULE P-P |  |  |  | CAPSULE |  |  |  | PATIENT ROOM REVIEW | 2024-08-15 | 10-29 | 3 | 2025-05-19 |  |  |  |  | B-450 | EEG - NATUS | [15 empty] | 0 | [18 empty] | 0 |  | 0 | [24 empty] | 0
4836481 | U MI CIT | LEVEL 10 | IDF 10-438C | 10-327 | UNIV PATIENT RM | 5 |  | TV4-NC |  |  | TELEVISION |  |  |  | WIRED SPARE |  |  |  | V-NURSING | [11 empty] | NURSE CALL JACK |  |  |  | PATIENT ROOM REVIEW | 2024-08-15 | 10-29 | 3 | 2025-05-19 | [21 empty] | 0 | [18 empty] | 0 |  | 0 | [24 empty] | 0
8225368 | U MI CIT | LEVEL 10 | IDF 10-438C | 10-327 | UNIV PATIENT RM | 6 |  | 3 |  |  | WORKSTATION |  |  |  | WIRED SPARE |  |  |  | SPARE | [15 empty] | PATIENT ROOM REVIEW | 2024-08-15 | 10-29 | 3 | 2025-05-19 | [15 empty] | 1 | longest arm to chart and view patient, VESA mount for Dell OptiPlex All-in-One: Starting weight: 16.55 lb (7.51 kg),Weight (maximum): 20.25 lb (9.19 kg),Starting weight, without stand: 12.37 lb (5.61 kg),Weight (maximum), without stand: 13.93 lb (6.32 kg), keyboard, mouse, wireless BCMA scanner Honeywell 1952HHD, | CLPV0114 |  |  |  | 0 |  |  |  | 1 | 1 | [12 empty] | 1 | 0 |  | 0 |  | 1 | 1 | [21 empty] | 0
6629944 | U MI CIT | LEVEL 10 | IDF 10-438C | 10-327B | CLINICAL WORKSTATION | 1 |  | 3 |  |  | WORKSTATION |  |  |  | WIRED SPARE |  |  |  | SPARE | [15 empty] | PATIENT ROOM REVIEW | 2024-08-15 |  | 3 | 2025-05-19 | [17 empty] | WSIU3456 |  |  |  | 0 |  |  |  | 1 | 1 | [12 empty] | 1 | 0 |  | 0 |  |  | 1 | [21 empty] | 0
4836425 | U MI CIT | LEVEL 10 | IDF 10-438C | 10-329 | UNIV PATIENT RM | 1 |  | 3 |  |  | WIRED SPARE |  |  |  | WIRED SPARE |  |  |  | WIRED SPARE | [15 empty] | PATIENT ROOM REVIEW | 2024-08-15 | 10-30 | 3 | 2025-05-19 | [21 empty] | 0 | [18 empty] | 0 |  | 0 | [24 empty] | 0
8225298 | U MI CIT | LEVEL 10 | IDF 10-438C | 10-329 | UNIV PATIENT RM | 6 |  | 3 |  |  | WORKSTATION |  |  |  | WIRED SPARE |  |  |  | SPARE | [15 empty] | PATIENT ROOM REVIEW | 2024-08-15 | 10-30 | 3 | 2025-05-19 | [15 empty] | 1 | longest arm to chart and view patient, VESA mount for Dell OptiPlex All-in-One: Starting weight: 16.55 lb (7.51 kg),Weight (maximum): 20.25 lb (9.19 kg),Starting weight, without stand: 12.37 lb (5.61 kg),Weight (maximum), without stand: 13.93 lb (6.32 kg), keyboard, mouse, wireless BCMA scanner Honeywell 1952HHD, | CLPV0115 |  |  |  | 0 |  |  |  | 1 | 1 | [12 empty] | 1 | 0 |  | 0 |  | 1 | 1 | [21 empty] | 0
6629499 | U MI CIT | LEVEL 10 | IDF 10-438C | 10-329 | UNIV PATIENT RM | 2 |  | PM |  |  | PHYSIO MONITOR |  |  |  | PHYSIO MONITOR |  |  |  | SPARE | [7 empty] | CAPSULE P-P |  |  |  | CAPSULE |  |  |  | PATIENT ROOM REVIEW | 2024-08-15 | 10-30 | 3 | 2025-05-19 |  |  |  |  | B-450 | EEG - NATUS | [15 empty] | 0 | [18 empty] | 0 |  | 0 | [24 empty] | 0
4836439 | U MI CIT | LEVEL 10 | IDF 10-438C | 10-329 | UNIV PATIENT RM | 5 |  | TV4-NC |  |  | TELEVISION |  |  |  | WIRED SPARE |  |  |  | V-NURSING | [11 empty] | NURSE CALL JACK |  |  |  | PATIENT ROOM REVIEW | 2024-08-15 | 10-30 | 3 | 2025-05-19 | [21 empty] | 0 | [18 empty] | 0 |  | 0 | [24 empty] | 0
4836339 | U MI CIT | LEVEL 10 | IDF 10-438C | 10-329B | CLINICAL WORKSTATION | 1 |  | 3 |  |  | WORKSTATION |  |  |  | WIRED SPARE |  |  |  | SPARE | [15 empty] | PATIENT ROOM REVIEW | 2024-08-15 |  | 3 | 2025-05-19 | [17 empty] | WSIU3457 |  |  |  | 0 |  |  |  | 1 | 1 | [12 empty] | 1 | 0 |  | 0 |  |  | 1 | [21 empty] | 0
4836323 | U MI CIT | LEVEL 10 | IDF 10-438C | 10-331 | UNIV PATIENT RM | 1 |  | 3 |  |  | WIRED SPARE |  |  |  | WIRED SPARE |  |  |  | WIRED SPARE | [15 empty] | PATIENT ROOM REVIEW | 2024-08-15 | 10-31 | 3 | 2025-05-19 | [21 empty] | 0 | [18 empty] | 0 |  | 0 | [24 empty] | 0
8225264 | U MI CIT | LEVEL 10 | IDF 10-438C | 10-331 | UNIV PATIENT RM | 6 |  | 3 |  |  | WORKSTATION |  |  |  | WIRED SPARE |  |  |  | SPARE | [15 empty] | PATIENT ROOM REVIEW | 2024-08-15 | 10-31 | 3 | 2025-05-19 | [15 empty] | 1 | longest arm to chart and view patient, VESA mount for Dell OptiPlex All-in-One: Starting weight: 16.55 lb (7.51 kg),Weight (maximum): 20.25 lb (9.19 kg),Starting weight, without stand: 12.37 lb (5.61 kg),Weight (maximum), without stand: 13.93 lb (6.32 kg), keyboard, mouse, wireless BCMA scanner Honeywell 1952HHD, | CLPV0116 |  |  |  | 0 |  |  |  | 1 | 1 | [12 empty] | 1 | 0 |  | 0 |  | 1 | 1 | [21 empty] | 0
4836307 | U MI CIT | LEVEL 10 | IDF 10-438C | 10-331 | UNIV PATIENT RM | 2 |  | PM |  |  | PHYSIO MONITOR |  |  |  | PHYSIO MONITOR |  |  |  | SPARE | [7 empty] | CAPSULE P-P |  |  |  | CAPSULE |  |  |  | PATIENT ROOM REVIEW | 2024-08-15 | 10-31 | 3 | 2025-05-19 |  |  |  |  | B-450 | EEG - NATUS | [15 empty] | 0 | [18 empty] | 0 |  | 0 | [24 empty] | 0
4836395 | U MI CIT | LEVEL 10 | IDF 10-438C | 10-331 | UNIV PATIENT RM | 5 |  | TV4-NC |  |  | TELEVISION |  |  |  | WIRED SPARE |  |  |  | V-NURSING | [11 empty] | NURSE CALL JACK |  |  |  | PATIENT ROOM REVIEW | 2024-08-15 | 10-31 | 3 | 2025-05-19 | [21 empty] | 0 | [18 empty] | 0 |  | 0 | [24 empty] | 0
4836331 | U MI CIT | LEVEL 10 | IDF 10-438C | 10-331B | CLINICAL WORKSTATION | 1 |  | 3 |  |  | WORKSTATION |  |  |  | WIRED SPARE |  |  |  | SPARE | [15 empty] | PATIENT ROOM REVIEW | 2024-08-15 |  | 3 | 2025-05-19 | [17 empty] | WSIU3458 |  |  |  | 0 |  |  |  | 1 | 1 | [12 empty] | 1 | 0 |  | 0 |  |  | 1 | [21 empty] | 0
6631518 | U MI CIT | LEVEL 10 | IDF 10-438C | 10-333 | UNIV ISO PATIENT RM ADA | 1 |  | 3 |  |  | WIRED SPARE |  |  |  | WIRED SPARE |  |  |  | WIRED SPARE | [15 empty] | PATIENT ROOM REVIEW | 2024-08-15 | 10-32 | 3 | 2025-05-19 | [21 empty] | 0 | [18 empty] | 0 |  | 0 | [24 empty] | 0
8225221 | U MI CIT | LEVEL 10 | IDF 10-438C | 10-333 | UNIV ISO PATIENT RM ADA | 6 |  | 3 |  |  | WORKSTATION |  |  |  | WIRED SPARE |  |  |  | SPARE | [15 empty] | PATIENT ROOM REVIEW | 2024-08-15 | 10-32 | 3 | 2025-05-19 | [15 empty] | 1 | longest arm to chart and view patient, VESA mount for Dell OptiPlex All-in-One: Starting weight: 16.55 lb (7.51 kg),Weight (maximum): 20.25 lb (9.19 kg),Starting weight, without stand: 12.37 lb (5.61 kg),Weight (maximum), without stand: 13.93 lb (6.32 kg), keyboard, mouse, wireless BCMA scanner Honeywell 1952HHD, | CLPV0117 |  |  |  | 0 |  |  |  | 1 | 1 | [12 empty] | 1 | 0 |  | 0 |  | 1 | 1 | [21 empty] | 0
6631502 | U MI CIT | LEVEL 10 | IDF 10-438C | 10-333 | UNIV ISO PATIENT RM ADA | 2 |  | PM |  |  | PHYSIO MONITOR |  |  |  | PHYSIO MONITOR |  |  |  | SPARE | [7 empty] | CAPSULE P-P |  |  |  | CAPSULE |  |  |  | PATIENT ROOM REVIEW | 2024-08-15 | 10-32 | 3 | 2025-05-19 |  |  |  |  | B-450 | EEG - NATUS | [15 empty] | 0 | [18 empty] | 0 |  | 0 | [24 empty] | 0
6631534 | U MI CIT | LEVEL 10 | IDF 10-438C | 10-333 | UNIV ISO PATIENT RM ADA | 5 |  | TV4-NC |  |  | TELEVISION |  |  |  | WIRED SPARE |  |  |  | V-NURSING | [11 empty] | NURSE CALL JACK |  |  |  | PATIENT ROOM REVIEW | 2024-08-15 | 10-32 | 3 | 2025-05-19 | [21 empty] | 0 | [18 empty] | 0 |  | 0 | [24 empty] | 0
4836291 | U MI CIT | LEVEL 10 | IDF 10-438C | 10-333B | CLINICAL WORKSTATION | 1 |  | 3 |  |  | WORKSTATION |  |  |  | WIRED SPARE |  |  |  | SPARE | [15 empty] | PATIENT ROOM REVIEW | 2024-08-15 |  | 3 | 2025-05-19 | [17 empty] | WSIU3459 |  |  |  | 0 |  |  |  | 1 | 1 | [12 empty] | 1 | 0 |  | 0 |  |  | 1 | [21 empty] | 0
6628867 | U MI CIT | LEVEL 10 | IDF 10-438C | 10-401 | UNIV PATIENT RM | 1 |  | 3 |  |  | WIRED SPARE |  |  |  | WIRED SPARE |  |  |  | WIRED SPARE | [15 empty] | PATIENT ROOM REVIEW | 2024-08-15 | 10-33 | 3 | 2025-05-19 | [21 empty] | 0 | [18 empty] | 0 |  | 0 | [24 empty] | 0
4832879 | U MI CIT | LEVEL 10 | IDF 10-438C | 10-401 | UNIV PATIENT RM | 2 |  | PM |  |  | PHYSIO MONITOR |  |  |  | PHYSIO MONITOR |  |  |  | SPARE | [7 empty] | CAPSULE P-P |  |  |  | CAPSULE |  |  |  | PATIENT ROOM REVIEW | 2024-08-15 | 10-33 | 3 | 2025-05-19 |  |  |  |  | B-450 | EEG - NATUS | [15 empty] | 0 | [18 empty] | 0 |  | 0 | [24 empty] | 0
4832935 | U MI CIT | LEVEL 10 | IDF 10-438C | 10-401 | UNIV PATIENT RM | 5 |  | TV4-NC |  |  | TELEVISION |  |  |  | WIRED SPARE |  |  |  | V-NURSING | [11 empty] | NURSE CALL JACK |  |  |  | PATIENT ROOM REVIEW | 2024-08-15 | 10-33 | 3 | 2025-05-19 | [21 empty] | 0 | [18 empty] | 0 |  | 0 | [24 empty] | 0
8224843 | U MI CIT | LEVEL 10 | IDF 10-438C | 10-401 | UNIV PATIENT RM | 6 |  | 3 |  |  | WORKSTATION |  |  |  | WIRED SPARE |  |  |  | SPARE | [15 empty] | PATIENT ROOM REVIEW | 2024-08-15 | 10-33 | 3 | 2025-05-19 | [15 empty] | 1 | longest arm to chart and view patient, VESA mount for Dell OptiPlex All-in-One: Starting weight: 16.55 lb (7.51 kg),Weight (maximum): 20.25 lb (9.19 kg),Starting weight, without stand: 12.37 lb (5.61 kg),Weight (maximum), without stand: 13.93 lb (6.32 kg), keyboard, mouse, wireless BCMA scanner Honeywell 1952HHD, | CLPV0118 |  |  |  | 0 |  |  |  | 1 | 1 | [12 empty] | 1 | 0 |  | 0 |  | 1 | 1 | [21 empty] | 0
4832951 | U MI CIT | LEVEL 10 | IDF 10-438C | 10-401B | CLINICAL WORKSTATION | 1 |  | 3 |  |  | WORKSTATION |  |  |  | WIRED SPARE |  |  |  | SPARE | [15 empty] | PATIENT ROOM REVIEW | 2024-08-15 |  | 3 | 2025-05-19 | [17 empty] | WSIU3460 |  |  |  | 0 |  |  |  | 1 | 1 | [12 empty] | 1 | 0 |  | 0 |  |  | 1 | [21 empty] | 0
6628921 | U MI CIT | LEVEL 10 | IDF 10-438C | 10-403 | UNIV PATIENT RM | 1 |  | 3 |  |  | WIRED SPARE |  |  |  | WIRED SPARE |  |  |  | WIRED SPARE | [15 empty] | PATIENT ROOM REVIEW | 2024-08-15 | 10-34 | 3 | 2025-05-19 | [21 empty] | 0 | [18 empty] | 0 |  | 0 | [24 empty] | 0
4832871 | U MI CIT | LEVEL 10 | IDF 10-438C | 10-403 | UNIV PATIENT RM | 2 |  | PM |  |  | PHYSIO MONITOR |  |  |  | PHYSIO MONITOR |  |  |  | SPARE | [7 empty] | CAPSULE P-P |  |  |  | CAPSULE |  |  |  | PATIENT ROOM REVIEW | 2024-08-15 | 10-34 | 3 | 2025-05-19 |  |  |  |  | B-450 | EEG - NATUS | [15 empty] | 0 | [18 empty] | 0 |  | 0 | [24 empty] | 0
4832927 | U MI CIT | LEVEL 10 | IDF 10-438C | 10-403 | UNIV PATIENT RM | 5 |  | TV4-NC |  |  | TELEVISION |  |  |  | WIRED SPARE |  |  |  | V-NURSING | [11 empty] | NURSE CALL JACK |  |  |  | PATIENT ROOM REVIEW | 2024-08-15 | 10-34 | 3 | 2025-05-19 | [21 empty] | 0 | [18 empty] | 0 |  | 0 | [24 empty] | 0
8224823 | U MI CIT | LEVEL 10 | IDF 10-438C | 10-403 | UNIV PATIENT RM | 6 |  | 3 |  |  | WORKSTATION |  |  |  | WIRED SPARE |  |  |  | SPARE | [15 empty] | PATIENT ROOM REVIEW | 2024-08-15 | 10-34 | 3 | 2025-05-19 | [15 empty] | 1 | longest arm to chart and view patient, VESA mount for Dell OptiPlex All-in-One: Starting weight: 16.55 lb (7.51 kg),Weight (maximum): 20.25 lb (9.19 kg),Starting weight, without stand: 12.37 lb (5.61 kg),Weight (maximum), without stand: 13.93 lb (6.32 kg), keyboard, mouse, wireless BCMA scanner Honeywell 1952HHD, | CLPV0119 |  |  |  | 0 |  |  |  | 1 | 1 | [12 empty] | 1 | 0 |  | 0 |  | 1 | 1 | [21 empty] | 0
4832943 | U MI CIT | LEVEL 10 | IDF 10-438C | 10-403B | CLINICAL WORKSTATION | 1 |  | 3 |  |  | WORKSTATION |  |  |  | WIRED SPARE |  |  |  | SPARE | [15 empty] | PATIENT ROOM REVIEW | 2024-08-15 |  | 3 | 2025-05-19 | [17 empty] | WSIU3461 |  |  |  | 0 |  |  |  | 1 | 1 | [12 empty] | 1 | 0 |  | 0 |  |  | 1 | [21 empty] | 0
6628942 | U MI CIT | LEVEL 10 | IDF 10-438C | 10-405 | UNIV PATIENT RM | 1 |  | 3 |  |  | WIRED SPARE |  |  |  | WIRED SPARE |  |  |  | WIRED SPARE | [15 empty] | PATIENT ROOM REVIEW | 2024-08-15 | 10-35 | 3 | 2025-05-19 | [21 empty] | 0 | [18 empty] | 0 |  | 0 | [24 empty] | 0
4832863 | U MI CIT | LEVEL 10 | IDF 10-438C | 10-405 | UNIV PATIENT RM | 2 |  | PM |  |  | PHYSIO MONITOR |  |  |  | PHYSIO MONITOR |  |  |  | SPARE | [7 empty] | CAPSULE P-P |  |  |  | CAPSULE |  |  |  | PATIENT ROOM REVIEW | 2024-08-15 | 10-35 | 3 | 2025-05-19 |  |  |  |  | B-450 | EEG - NATUS | [15 empty] | 0 | [18 empty] | 0 |  | 0 | [24 empty] | 0
4832919 | U MI CIT | LEVEL 10 | IDF 10-438C | 10-405 | UNIV PATIENT RM | 5 |  | TV4-NC |  |  | TELEVISION |  |  |  | WIRED SPARE |  |  |  | V-NURSING | [11 empty] | NURSE CALL JACK |  |  |  | PATIENT ROOM REVIEW | 2024-08-15 | 10-35 | 3 | 2025-05-19 | [21 empty] | 0 | [18 empty] | 0 |  | 0 | [24 empty] | 0
8224803 | U MI CIT | LEVEL 10 | IDF 10-438C | 10-405 | UNIV PATIENT RM | 6 |  | 3 |  |  | WORKSTATION |  |  |  | WIRED SPARE |  |  |  | SPARE | [15 empty] | PATIENT ROOM REVIEW | 2024-08-15 | 10-35 | 3 | 2025-05-19 | [15 empty] | 1 | longest arm to chart and view patient, VESA mount for Dell OptiPlex All-in-One: Starting weight: 16.55 lb (7.51 kg),Weight (maximum): 20.25 lb (9.19 kg),Starting weight, without stand: 12.37 lb (5.61 kg),Weight (maximum), without stand: 13.93 lb (6.32 kg), keyboard, mouse, wireless BCMA scanner Honeywell 1952HHD, | CLPV0120 |  |  |  | 0 |  |  |  | 1 | 1 | [12 empty] | 1 | 0 |  | 0 |  | 1 | 1 | [21 empty] | 0
4832959 | U MI CIT | LEVEL 10 | IDF 10-438C | 10-405B | CLINICAL WORKSTATION | 1 |  | 3 |  |  | WORKSTATION |  |  |  | WIRED SPARE |  |  |  | SPARE | [15 empty] | PATIENT ROOM REVIEW | 2024-08-15 |  | 3 | 2025-05-19 | [17 empty] | WSIU3462 |  |  |  | 0 |  |  |  | 1 | 1 | [12 empty] | 1 | 0 |  | 0 |  |  | 1 | [21 empty] | 0
6628963 | U MI CIT | LEVEL 10 | IDF 10-438C | 10-407 | UNIV PATIENT RM | 1 |  | 3 |  |  | WIRED SPARE |  |  |  | WIRED SPARE |  |  |  | WIRED SPARE | [15 empty] | PATIENT ROOM REVIEW | 2024-08-15 | 10-36 | 3 | 2025-05-19 | [21 empty] | 0 | [18 empty] | 0 |  | 0 | [24 empty] | 0
4832855 | U MI CIT | LEVEL 10 | IDF 10-438C | 10-407 | UNIV PATIENT RM | 2 |  | PM |  |  | PHYSIO MONITOR |  |  |  | PHYSIO MONITOR |  |  |  | SPARE | [7 empty] | CAPSULE P-P |  |  |  | CAPSULE |  |  |  | PATIENT ROOM REVIEW | 2024-08-15 | 10-36 | 3 | 2025-05-19 |  |  |  |  | B-450 | EEG - NATUS | [15 empty] | 0 | [18 empty] | 0 |  | 0 | [24 empty] | 0
4832911 | U MI CIT | LEVEL 10 | IDF 10-438C | 10-407 | UNIV PATIENT RM | 5 |  | TV4-NC |  |  | TELEVISION |  |  |  | WIRED SPARE |  |  |  | V-NURSING | [11 empty] | NURSE CALL JACK |  |  |  | PATIENT ROOM REVIEW | 2024-08-15 | 10-36 | 3 | 2025-05-19 | [21 empty] | 0 | [18 empty] | 0 |  | 0 | [24 empty] | 0
8224775 | U MI CIT | LEVEL 10 | IDF 10-438C | 10-407 | UNIV PATIENT RM | 6 |  | 3 |  |  | WORKSTATION |  |  |  | WIRED SPARE |  |  |  | SPARE | [15 empty] | PATIENT ROOM REVIEW | 2024-08-15 | 10-36 | 3 | 2025-05-19 | [15 empty] | 1 | longest arm to chart and view patient, VESA mount for Dell OptiPlex All-in-One: Starting weight: 16.55 lb (7.51 kg),Weight (maximum): 20.25 lb (9.19 kg),Starting weight, without stand: 12.37 lb (5.61 kg),Weight (maximum), without stand: 13.93 lb (6.32 kg), keyboard, mouse, wireless BCMA scanner Honeywell 1952HHD, | CLPV0121 |  |  |  | 0 |  |  |  | 1 | 1 | [12 empty] | 1 | 0 |  | 0 |  | 1 | 1 | [21 empty] | 0
4832967 | U MI CIT | LEVEL 10 | IDF 10-438C | 10-407B | CLINICAL WORKSTATION | 1 |  | 3 |  |  | WORKSTATION |  |  |  | WIRED SPARE |  |  |  | SPARE | [15 empty] | PATIENT ROOM REVIEW | 2024-08-15 |  | 3 | 2025-05-19 | [17 empty] | WSIU3463 |  |  |  | 0 |  |  |  | 1 | 1 | [12 empty] | 1 | 0 |  | 0 |  |  | 1 | [21 empty] | 0
6628986 | U MI CIT | LEVEL 10 | IDF 10-438C | 10-409 | UNIV PATIENT RM | 1 |  | 3 |  |  | WIRED SPARE |  |  |  | WIRED SPARE |  |  |  | WIRED SPARE | [15 empty] | PATIENT ROOM REVIEW | 2024-08-15 | 10-37 | 3 | 2025-05-19 | [21 empty] | 0 | [18 empty] | 0 |  | 0 | [24 empty] | 0
4832847 | U MI CIT | LEVEL 10 | IDF 10-438C | 10-409 | UNIV PATIENT RM | 3 |  | PM |  |  | PHYSIO MONITOR |  |  |  | PHYSIO MONITOR |  |  |  | SPARE | [7 empty] | CAPSULE P-P |  |  |  | CAPSULE |  |  |  | PATIENT ROOM REVIEW | 2024-08-15 | 10-37 | 3 | 2025-05-19 |  |  |  |  | B-450 | EEG - NATUS | [15 empty] | 0 | [18 empty] | 0 |  | 0 | [24 empty] | 0
4832903 | U MI CIT | LEVEL 10 | IDF 10-438C | 10-409 | UNIV PATIENT RM | 5 |  | TV4-NC |  |  | TELEVISION |  |  |  | WIRED SPARE |  |  |  | V-NURSING | [11 empty] | NURSE CALL JACK |  |  |  | PATIENT ROOM REVIEW | 2024-08-15 | 10-37 | 3 | 2025-05-19 | [21 empty] | 0 | [18 empty] | 0 |  | 0 | [24 empty] | 0
8224729 | U MI CIT | LEVEL 10 | IDF 10-438C | 10-409 | UNIV PATIENT RM | 6 |  | 3 |  |  | WORKSTATION |  |  |  | WIRED SPARE |  |  |  | SPARE | [15 empty] | PATIENT ROOM REVIEW | 2024-08-15 | 10-37 | 3 | 2025-05-19 | [15 empty] | 1 | longest arm to chart and view patient, VESA mount for Dell OptiPlex All-in-One: Starting weight: 16.55 lb (7.51 kg),Weight (maximum): 20.25 lb (9.19 kg),Starting weight, without stand: 12.37 lb (5.61 kg),Weight (maximum), without stand: 13.93 lb (6.32 kg), keyboard, mouse, wireless BCMA scanner Honeywell 1952HHD, | CLPV0122 |  |  |  | 0 |  |  |  | 1 | 1 | [12 empty] | 1 | 0 |  | 0 |  | 1 | 1 | [21 empty] | 0
4832975 | U MI CIT | LEVEL 10 | IDF 10-438C | 10-409B | CLINICAL WORKSTATION | 1 |  | 3 |  |  | WORKSTATION |  |  |  | WIRED SPARE |  |  |  | SPARE | [15 empty] | PATIENT ROOM REVIEW | 2024-08-15 |  | 3 | 2025-05-19 | [17 empty] | WSIU3464 |  |  |  | 0 |  |  |  | 1 | 1 | [12 empty] | 1 | 0 |  | 0 |  |  | 1 | [21 empty] | 0
6629007 | U MI CIT | LEVEL 10 | IDF 10-438C | 10-411 | UNIV PATIENT RM | 1 |  | 3 |  |  | WIRED SPARE |  |  |  | WIRED SPARE |  |  |  | WIRED SPARE | [15 empty] | PATIENT ROOM REVIEW | 2024-08-15 | 10-38 | 3 | 2025-05-19 | [21 empty] | 0 | [18 empty] | 0 |  | 0 | [24 empty] | 0
4832839 | U MI CIT | LEVEL 10 | IDF 10-438C | 10-411 | UNIV PATIENT RM | 2 |  | PM |  |  | PHYSIO MONITOR |  |  |  | PHYSIO MONITOR |  |  |  | SPARE | [7 empty] | CAPSULE P-P |  |  |  | CAPSULE |  |  |  | PATIENT ROOM REVIEW | 2024-08-15 | 10-38 | 3 | 2025-05-19 |  |  |  |  | B-450 | EEG - NATUS | [15 empty] | 0 | [18 empty] | 0 |  | 0 | [24 empty] | 0
4832895 | U MI CIT | LEVEL 10 | IDF 10-438C | 10-411 | UNIV PATIENT RM | 5 |  | TV4-NC |  |  | TELEVISION |  |  |  | WIRED SPARE |  |  |  | V-NURSING | [11 empty] | NURSE CALL JACK |  |  |  | PATIENT ROOM REVIEW | 2024-08-15 | 10-38 | 3 | 2025-05-19 | [21 empty] | 0 | [18 empty] | 0 |  | 0 | [24 empty] | 0
8224661 | U MI CIT | LEVEL 10 | IDF 10-438C | 10-411 | UNIV PATIENT RM | 6 |  | 3 |  |  | WORKSTATION |  |  |  | WIRED SPARE |  |  |  | SPARE | [15 empty] | PATIENT ROOM REVIEW | 2024-08-15 | 10-38 | 3 | 2025-05-19 | [15 empty] | 1 | longest arm to chart and view patient, VESA mount for Dell OptiPlex All-in-One: Starting weight: 16.55 lb (7.51 kg),Weight (maximum): 20.25 lb (9.19 kg),Starting weight, without stand: 12.37 lb (5.61 kg),Weight (maximum), without stand: 13.93 lb (6.32 kg), keyboard, mouse, wireless BCMA scanner Honeywell 1952HHD, | CLPV0123 |  |  |  | 0 |  |  |  | 1 | 1 | [12 empty] | 1 | 0 |  | 0 |  | 1 | 1 | [21 empty] | 0
4832983 | U MI CIT | LEVEL 10 | IDF 10-438C | 10-411B | CLINICAL WORKSTATION | 1 |  | 3 |  |  | WORKSTATION |  |  |  | WIRED SPARE |  |  |  | SPARE | [15 empty] | PATIENT ROOM REVIEW | 2024-08-15 |  | 3 | 2025-05-19 | [17 empty] | WSIU3465 |  |  |  | 0 |  |  |  | 1 | 1 | [12 empty] | 1 | 0 |  | 0 |  |  | 1 | [21 empty] | 0
6629028 | U MI CIT | LEVEL 10 | IDF 10-438C | 10-413 | UNIV PATIENT RM ADA | 1 |  | 3 |  |  | WIRED SPARE |  |  |  | WIRED SPARE |  |  |  | WIRED SPARE | [15 empty] | PATIENT ROOM REVIEW | 2024-08-15 | 10-39 | 3 | 2025-05-19 | [21 empty] | 0 | [18 empty] | 0 |  | 0 | [24 empty] | 0
4832831 | U MI CIT | LEVEL 10 | IDF 10-438C | 10-413 | UNIV PATIENT RM ADA | 2 |  | PM |  |  | PHYSIO MONITOR |  |  |  | PHYSIO MONITOR |  |  |  | SPARE | [7 empty] | CAPSULE P-P |  |  |  | CAPSULE |  |  |  | PATIENT ROOM REVIEW | 2024-08-15 | 10-39 | 3 | 2025-05-19 |  |  |  |  | B-450 | EEG - NATUS | [15 empty] | 0 | [18 empty] | 0 |  | 0 | [24 empty] | 0
4832887 | U MI CIT | LEVEL 10 | IDF 10-438C | 10-413 | UNIV PATIENT RM ADA | 5 |  | TV4-NC |  |  | TELEVISION |  |  |  | WIRED SPARE |  |  |  | V-NURSING | [11 empty] | NURSE CALL JACK |  |  |  | PATIENT ROOM REVIEW | 2024-08-15 | 10-39 | 3 | 2025-05-19 | [21 empty] | 0 | [18 empty] | 0 |  | 0 | [24 empty] | 0
8224490 | U MI CIT | LEVEL 10 | IDF 10-438C | 10-413 | UNIV PATIENT RM ADA | 6 |  | 3 |  |  | WORKSTATION |  |  |  | WIRED SPARE |  |  |  | SPARE | [15 empty] | PATIENT ROOM REVIEW | 2024-08-15 | 10-39 | 3 | 2025-05-19 | [15 empty] | 1 | longest arm to chart and view patient, VESA mount for Dell OptiPlex All-in-One: Starting weight: 16.55 lb (7.51 kg),Weight (maximum): 20.25 lb (9.19 kg),Starting weight, without stand: 12.37 lb (5.61 kg),Weight (maximum), without stand: 13.93 lb (6.32 kg), keyboard, mouse, wireless BCMA scanner Honeywell 1952HHD, | CLPV0124 |  |  |  | 0 |  |  |  | 1 | 1 | [12 empty] | 1 | 0 |  | 0 |  | 1 | 1 | [21 empty] | 0
4832991 | U MI CIT | LEVEL 10 | IDF 10-438C | 10-413B | CLINICAL WORKSTATION | 1 |  | 3 |  |  | WORKSTATION |  |  |  | WIRED SPARE |  |  |  | SPARE | [15 empty] | PATIENT ROOM REVIEW | 2024-08-15 |  | 3 | 2025-05-19 | [17 empty] | WSIU3466 |  |  |  | 0 |  |  |  | 1 | 1 | [12 empty] | 1 | 0 |  | 0 |  |  | 1 | [21 empty] | 0
4842113 | U MI CIT | LEVEL 10 | IDF 10-438C | 10-501 | UNIV ISO PATIENT RM | 1 |  | 3 |  |  | WIRED SPARE |  |  |  | WIRED SPARE |  |  |  | WIRED SPARE | [15 empty] | PATIENT ROOM REVIEW | 2024-08-15 | 10-40 | 3 | 2025-05-19 | [21 empty] | 0 | [18 empty] | 0 |  | 0 | [24 empty] | 0
4842121 | U MI CIT | LEVEL 10 | IDF 10-438C | 10-501 | UNIV ISO PATIENT RM | 2 |  | PM |  |  | PHYSIO MONITOR |  |  |  | PHYSIO MONITOR |  |  |  | SPARE | [7 empty] | CAPSULE P-P |  |  |  | CAPSULE |  |  |  | PATIENT ROOM REVIEW | 2024-08-15 | 10-40 | 3 | 2025-05-19 |  |  |  |  | B-450 | EEG - NATUS | [15 empty] | 0 | [18 empty] | 0 |  | 0 | [24 empty] | 0
4842089 | U MI CIT | LEVEL 10 | IDF 10-438C | 10-501 | UNIV ISO PATIENT RM | 5 |  | TV4-NC |  |  | TELEVISION |  |  |  | WIRED SPARE |  |  |  | V-NURSING | [11 empty] | NURSE CALL JACK |  |  |  | PATIENT ROOM REVIEW | 2024-08-15 | 10-40 | 3 | 2025-05-19 | [21 empty] | 0 | [18 empty] | 0 |  | 0 | [24 empty] | 0
8222846 | U MI CIT | LEVEL 10 | IDF 10-438C | 10-501 | UNIV ISO PATIENT RM | 6 |  | 3 |  |  | WORKSTATION |  |  |  | WIRED SPARE |  |  |  | SPARE | [15 empty] | PATIENT ROOM REVIEW | 2024-08-15 | 10-40 | 3 | 2025-05-19 | [15 empty] | 1 | longest arm to chart and view patient, VESA mount for Dell OptiPlex All-in-One: Starting weight: 16.55 lb (7.51 kg),Weight (maximum): 20.25 lb (9.19 kg),Starting weight, without stand: 12.37 lb (5.61 kg),Weight (maximum), without stand: 13.93 lb (6.32 kg), keyboard, mouse, wireless BCMA scanner Honeywell 1952HHD, | CLPV0125 |  |  |  | 0 |  |  |  | 1 | 1 | [12 empty] | 1 | 0 |  | 0 |  | 1 | 1 | [21 empty] | 0
4842190 | U MI CIT | LEVEL 10 | IDF 10-438C | 10-501B | CLINICAL WORKSTATION | 1 |  | 3 |  |  | WORKSTATION |  |  |  | WIRED SPARE |  |  |  | SPARE | [15 empty] | PATIENT ROOM REVIEW | 2024-08-15 |  | 3 | 2025-05-19 | [17 empty] | WSIU3467 |  |  |  | 0 |  |  |  | 1 | 1 | [12 empty] | 1 | 0 |  | 0 |  |  | 1 | [21 empty] | 0
4842065 | U MI CIT | LEVEL 10 | IDF 10-438C | 10-503 | UNIV PATIENT RM | 1 |  | 3 |  |  | WIRED SPARE |  |  |  | WIRED SPARE |  |  |  | WIRED SPARE | [15 empty] | PATIENT ROOM REVIEW | 2024-08-15 | 10-41 | 3 | 2025-05-19 | [21 empty] | 0 | [18 empty] | 0 |  | 0 | [24 empty] | 0
4842073 | U MI CIT | LEVEL 10 | IDF 10-438C | 10-503 | UNIV PATIENT RM | 3 |  | PM |  |  | PHYSIO MONITOR |  |  |  | PHYSIO MONITOR |  |  |  | SPARE | [7 empty] | CAPSULE P-P |  |  |  | CAPSULE |  |  |  | PATIENT ROOM REVIEW | 2024-08-15 | 10-41 | 3 | 2025-05-19 |  |  |  |  | B-450 | EEG - NATUS | [15 empty] | 0 | [18 empty] | 0 |  | 0 | [24 empty] | 0
4842041 | U MI CIT | LEVEL 10 | IDF 10-438C | 10-503 | UNIV PATIENT RM | 5 |  | TV4-NC |  |  | TELEVISION |  |  |  | WIRED SPARE |  |  |  | V-NURSING | [11 empty] | NURSE CALL JACK |  |  |  | PATIENT ROOM REVIEW | 2024-08-15 | 10-41 | 3 | 2025-05-19 | [21 empty] | 0 | [18 empty] | 0 |  | 0 | [24 empty] | 0
8223058 | U MI CIT | LEVEL 10 | IDF 10-438C | 10-503 | UNIV PATIENT RM | 6 |  | 3 |  |  | WORKSTATION |  |  |  | WIRED SPARE |  |  |  | SPARE | [15 empty] | PATIENT ROOM REVIEW | 2024-08-15 | 10-41 | 3 | 2025-05-19 | [15 empty] | 1 | longest arm to chart and view patient, VESA mount for Dell OptiPlex All-in-One: Starting weight: 16.55 lb (7.51 kg),Weight (maximum): 20.25 lb (9.19 kg),Starting weight, without stand: 12.37 lb (5.61 kg),Weight (maximum), without stand: 13.93 lb (6.32 kg), keyboard, mouse, wireless BCMA scanner Honeywell 1952HHD, | CLPV0126 |  |  |  | 0 |  |  |  | 1 | 1 | [12 empty] | 1 | 0 |  | 0 |  | 1 | 1 | [21 empty] | 0
4842149 | U MI CIT | LEVEL 10 | IDF 10-438C | 10-503B | CLINICAL WORKSTATION | 1 |  | 3 |  |  | WORKSTATION |  |  |  | WIRED SPARE |  |  |  | SPARE | [15 empty] | PATIENT ROOM REVIEW | 2024-08-15 |  | 3 | 2025-05-19 | [17 empty] | WSIU3468 |  |  |  | 0 |  |  |  | 1 | 1 | [12 empty] | 1 | 0 |  | 0 |  |  | 1 | [21 empty] | 0
4842017 | U MI CIT | LEVEL 10 | IDF 10-438C | 10-505 | UNIV PATIENT RM | 1 |  | 3 |  |  | WIRED SPARE |  |  |  | WIRED SPARE |  |  |  | WIRED SPARE | [15 empty] | PATIENT ROOM REVIEW | 2024-08-15 | 10-42 | 3 | 2025-05-19 | [21 empty] | 0 | [18 empty] | 0 |  | 0 | [24 empty] | 0
4842025 | U MI CIT | LEVEL 10 | IDF 10-438C | 10-505 | UNIV PATIENT RM | 2 |  | PM |  |  | PHYSIO MONITOR |  |  |  | PHYSIO MONITOR |  |  |  | SPARE | [7 empty] | CAPSULE P-P |  |  |  | CAPSULE |  |  |  | PATIENT ROOM REVIEW | 2024-08-15 | 10-42 | 3 | 2025-05-19 |  |  |  |  | B-450 | EEG - NATUS | [15 empty] | 0 | [18 empty] | 0 |  | 0 | [24 empty] | 0
4841993 | U MI CIT | LEVEL 10 | IDF 10-438C | 10-505 | UNIV PATIENT RM | 5 |  | TV4-NC |  |  | TELEVISION |  |  |  | WIRED SPARE |  |  |  | V-NURSING | [11 empty] | NURSE CALL JACK |  |  |  | PATIENT ROOM REVIEW | 2024-08-15 | 10-42 | 3 | 2025-05-19 | [21 empty] | 0 | [18 empty] | 0 |  | 0 | [24 empty] | 0
8223098 | U MI CIT | LEVEL 10 | IDF 10-438C | 10-505 | UNIV PATIENT RM | 6 |  | 3 |  |  | WORKSTATION |  |  |  | WIRED SPARE |  |  |  | SPARE | [15 empty] | PATIENT ROOM REVIEW | 2024-08-15 | 10-42 | 3 | 2025-05-19 | [15 empty] | 1 | longest arm to chart and view patient, VESA mount for Dell OptiPlex All-in-One: Starting weight: 16.55 lb (7.51 kg),Weight (maximum): 20.25 lb (9.19 kg),Starting weight, without stand: 12.37 lb (5.61 kg),Weight (maximum), without stand: 13.93 lb (6.32 kg), keyboard, mouse, wireless BCMA scanner Honeywell 1952HHD, | CLPV0127 |  |  |  | 0 |  |  |  | 1 | 1 | [12 empty] | 1 | 0 |  | 0 |  | 1 | 1 | [21 empty] | 0
4841728 | U MI CIT | LEVEL 10 | IDF 10-438C | 10-505B | CLINICAL WORKSTATION | 1 |  | 3 |  |  | WORKSTATION |  |  |  | WIRED SPARE |  |  |  | SPARE | [15 empty] | PATIENT ROOM REVIEW | 2024-08-15 |  | 3 | 2025-05-19 | [17 empty] | WSIU3469 |  |  |  | 0 |  |  |  | 1 | 1 | [12 empty] | 1 | 0 |  | 0 |  |  | 1 | [21 empty] | 0
4841969 | U MI CIT | LEVEL 10 | IDF 10-438C | 10-507 | UNIV PATIENT RM | 1 |  | 3 |  |  | WIRED SPARE |  |  |  | WIRED SPARE |  |  |  | WIRED SPARE | [15 empty] | PATIENT ROOM REVIEW | 2024-08-15 | 10-43 | 3 | 2025-05-19 | [21 empty] | 0 | [18 empty] | 0 |  | 0 | [24 empty] | 0
4841977 | U MI CIT | LEVEL 10 | IDF 10-438C | 10-507 | UNIV PATIENT RM | 2 |  | PM |  |  | PHYSIO MONITOR |  |  |  | PHYSIO MONITOR |  |  |  | SPARE | [7 empty] | CAPSULE P-P |  |  |  | CAPSULE |  |  |  | PATIENT ROOM REVIEW | 2024-08-15 | 10-43 | 3 | 2025-05-19 |  |  |  |  | B-450 | EEG - NATUS | [15 empty] | 0 | [18 empty] | 0 |  | 0 | [24 empty] | 0
4841945 | U MI CIT | LEVEL 10 | IDF 10-438C | 10-507 | UNIV PATIENT RM | 5 |  | TV4-NC |  |  | TELEVISION |  |  |  | WIRED SPARE |  |  |  | V-NURSING | [11 empty] | NURSE CALL JACK |  |  |  | PATIENT ROOM REVIEW | 2024-08-15 | 10-43 | 3 | 2025-05-19 | [21 empty] | 0 | [18 empty] | 0 |  | 0 | [24 empty] | 0
8223118 | U MI CIT | LEVEL 10 | IDF 10-438C | 10-507 | UNIV PATIENT RM | 6 |  | 3 |  |  | WORKSTATION |  |  |  | WIRED SPARE |  |  |  | SPARE | [15 empty] | PATIENT ROOM REVIEW | 2024-08-15 | 10-43 | 3 | 2025-05-19 | [15 empty] | 1 | longest arm to chart and view patient, VESA mount for Dell OptiPlex All-in-One: Starting weight: 16.55 lb (7.51 kg),Weight (maximum): 20.25 lb (9.19 kg),Starting weight, without stand: 12.37 lb (5.61 kg),Weight (maximum), without stand: 13.93 lb (6.32 kg), keyboard, mouse, wireless BCMA scanner Honeywell 1952HHD, | CLPV0128 |  |  |  | 0 |  |  |  | 1 | 1 | [12 empty] | 1 | 0 |  | 0 |  | 1 | 1 | [21 empty] | 0
4841720 | U MI CIT | LEVEL 10 | IDF 10-438C | 10-507B | CLINICAL WORKSTATION | 1 |  | 3 |  |  | WORKSTATION |  |  |  | WIRED SPARE |  |  |  | SPARE | [15 empty] | PATIENT ROOM REVIEW | 2024-08-15 |  | 3 | 2025-05-19 | [17 empty] | WSIU3470 |  |  |  | 0 |  |  |  | 1 | 1 | [12 empty] | 1 | 0 |  | 0 |  |  | 1 | [21 empty] | 0
4841921 | U MI CIT | LEVEL 10 | IDF 10-438C | 10-509 | UNIV PATIENT RM | 1 |  | 3 |  |  | WIRED SPARE |  |  |  | WIRED SPARE |  |  |  | WIRED SPARE | [15 empty] | PATIENT ROOM REVIEW | 2024-08-15 | 10-44 | 3 | 2025-05-19 | [21 empty] | 0 | [18 empty] | 0 |  | 0 | [24 empty] | 0
4841929 | U MI CIT | LEVEL 10 | IDF 10-438C | 10-509 | UNIV PATIENT RM | 2 |  | PM |  |  | PHYSIO MONITOR |  |  |  | PHYSIO MONITOR |  |  |  | SPARE | [7 empty] | CAPSULE P-P |  |  |  | CAPSULE |  |  |  | PATIENT ROOM REVIEW | 2024-08-15 | 10-44 | 3 | 2025-05-19 |  |  |  |  | B-450 | EEG - NATUS | [15 empty] | 0 | [18 empty] | 0 |  | 0 | [24 empty] | 0
4841897 | U MI CIT | LEVEL 10 | IDF 10-438C | 10-509 | UNIV PATIENT RM | 5 |  | TV4-NC |  |  | TELEVISION |  |  |  | WIRED SPARE |  |  |  | V-NURSING | [11 empty] | NURSE CALL JACK |  |  |  | PATIENT ROOM REVIEW | 2024-08-15 | 10-44 | 3 | 2025-05-19 | [21 empty] | 0 | [18 empty] | 0 |  | 0 | [24 empty] | 0
8223138 | U MI CIT | LEVEL 10 | IDF 10-438C | 10-509 | UNIV PATIENT RM | 6 |  | 3 |  |  | WORKSTATION |  |  |  | WIRED SPARE |  |  |  | SPARE | [15 empty] | PATIENT ROOM REVIEW | 2024-08-15 | 10-44 | 3 | 2025-05-19 | [15 empty] | 1 | longest arm to chart and view patient, VESA mount for Dell OptiPlex All-in-One: Starting weight: 16.55 lb (7.51 kg),Weight (maximum): 20.25 lb (9.19 kg),Starting weight, without stand: 12.37 lb (5.61 kg),Weight (maximum), without stand: 13.93 lb (6.32 kg), keyboard, mouse, wireless BCMA scanner Honeywell 1952HHD, | CLPV0129 |  |  |  | 0 |  |  |  | 1 | 1 | [12 empty] | 1 | 0 |  | 0 |  | 1 | 1 | [21 empty] | 0
4841712 | U MI CIT | LEVEL 10 | IDF 10-438C | 10-509B | CLINICAL WORKSTATION | 1 |  | 3 |  |  | WORKSTATION |  |  |  | WIRED SPARE |  |  |  | SPARE | [15 empty] | PATIENT ROOM REVIEW | 2024-08-15 |  | 3 | 2025-05-19 | [17 empty] | WSIU3471 |  |  |  | 0 |  |  |  | 1 | 1 | [12 empty] | 1 | 0 |  | 0 |  |  | 1 | [21 empty] | 0
4841873 | U MI CIT | LEVEL 10 | IDF 10-438C | 10-511 | UNIV PATIENT RM | 1 |  | 3 |  |  | WIRED SPARE |  |  |  | WIRED SPARE |  |  |  | WIRED SPARE | [15 empty] | PATIENT ROOM REVIEW | 2024-08-15 | 10-45 | 3 | 2025-05-19 | [21 empty] | 0 | [18 empty] | 0 |  | 0 | [24 empty] | 0
4841881 | U MI CIT | LEVEL 10 | IDF 10-438C | 10-511 | UNIV PATIENT RM | 2 |  | PM |  |  | PHYSIO MONITOR |  |  |  | PHYSIO MONITOR |  |  |  | SPARE | [7 empty] | CAPSULE P-P |  |  |  | CAPSULE |  |  |  | PATIENT ROOM REVIEW | 2024-08-15 | 10-45 | 3 | 2025-05-19 |  |  |  |  | B-450 | EEG - NATUS | [15 empty] | 0 | [18 empty] | 0 |  | 0 | [24 empty] | 0
4841849 | U MI CIT | LEVEL 10 | IDF 10-438C | 10-511 | UNIV PATIENT RM | 5 |  | TV4-NC |  |  | TELEVISION |  |  |  | WIRED SPARE |  |  |  | V-NURSING | [11 empty] | NURSE CALL JACK |  |  |  | PATIENT ROOM REVIEW | 2024-08-15 | 10-45 | 3 | 2025-05-19 | [21 empty] | 0 | [18 empty] | 0 |  | 0 | [24 empty] | 0
8223920 | U MI CIT | LEVEL 10 | IDF 10-438C | 10-511 | UNIV PATIENT RM | 6 |  | 3 |  |  | WORKSTATION |  |  |  | WIRED SPARE |  |  |  | SPARE | [15 empty] | PATIENT ROOM REVIEW | 2024-08-15 | 10-45 | 3 | 2025-05-19 | [15 empty] | 1 | longest arm to chart and view patient, VESA mount for Dell OptiPlex All-in-One: Starting weight: 16.55 lb (7.51 kg),Weight (maximum): 20.25 lb (9.19 kg),Starting weight, without stand: 12.37 lb (5.61 kg),Weight (maximum), without stand: 13.93 lb (6.32 kg), keyboard, mouse, wireless BCMA scanner Honeywell 1952HHD, | CLPV0130 |  |  |  | 0 |  |  |  | 1 | 1 | [12 empty] | 1 | 0 |  | 0 |  | 1 | 1 | [21 empty] | 0
4841704 | U MI CIT | LEVEL 10 | IDF 10-438C | 10-511B | CLINICAL WORKSTATION | 1 |  | 3 |  |  | WORKSTATION |  |  |  | WIRED SPARE |  |  |  | SPARE | [15 empty] | PATIENT ROOM REVIEW | 2024-08-15 |  | 3 | 2025-05-19 | [17 empty] | WSIU3472 |  |  |  | 0 |  |  |  | 1 | 1 | [12 empty] | 1 | 0 |  | 0 |  |  | 1 | [21 empty] | 0
4841825 | U MI CIT | LEVEL 10 | IDF 10-334C | 10-513 | UNIV PATIENT RM | 1 |  | 3 |  |  | WIRED SPARE |  |  |  | WIRED SPARE |  |  |  | WIRED SPARE | [15 empty] | PATIENT ROOM REVIEW | 2024-08-15 | 10-46 | 3 | 2025-05-19 | [21 empty] | 0 | [18 empty] | 0 |  | 0 | [24 empty] | 0
4841833 | U MI CIT | LEVEL 10 | IDF 10-334C | 10-513 | UNIV PATIENT RM | 2 |  | PM |  |  | PHYSIO MONITOR |  |  |  | PHYSIO MONITOR |  |  |  | SPARE | [7 empty] | CAPSULE P-P |  |  |  | CAPSULE |  |  |  | PATIENT ROOM REVIEW | 2024-08-15 | 10-46 | 3 | 2025-05-19 |  |  |  |  | B-450 | EEG - NATUS | [15 empty] | 0 | [18 empty] | 0 |  | 0 | [24 empty] | 0
4841801 | U MI CIT | LEVEL 10 | IDF 10-334C | 10-513 | UNIV PATIENT RM | 5 |  | TV4-NC |  |  | TELEVISION |  |  |  | WIRED SPARE |  |  |  | V-NURSING | [11 empty] | NURSE CALL JACK |  |  |  | PATIENT ROOM REVIEW | 2024-08-15 | 10-46 | 3 | 2025-05-19 | [21 empty] | 0 | [18 empty] | 0 |  | 0 | [24 empty] | 0
8224099 | U MI CIT | LEVEL 10 | IDF 10-334C | 10-513 | UNIV PATIENT RM | 6 |  | 3 |  |  | WORKSTATION |  |  |  | WIRED SPARE |  |  |  | SPARE | [15 empty] | PATIENT ROOM REVIEW | 2024-08-15 | 10-46 | 3 | 2025-05-19 | [15 empty] | 1 | longest arm to chart and view patient, VESA mount for Dell OptiPlex All-in-One: Starting weight: 16.55 lb (7.51 kg),Weight (maximum): 20.25 lb (9.19 kg),Starting weight, without stand: 12.37 lb (5.61 kg),Weight (maximum), without stand: 13.93 lb (6.32 kg), keyboard, mouse, wireless BCMA scanner Honeywell 1952HHD, | CLPV0131 |  |  |  | 0 |  |  |  | 1 | 1 | [12 empty] | 1 | 0 |  | 0 |  | 1 | 1 | [21 empty] | 0
4841696 | U MI CIT | LEVEL 10 | IDF 10-334C | 10-513B | CLINICAL WORKSTATION | 1 |  | 3 |  |  | WORKSTATION |  |  |  | WIRED SPARE |  |  |  | SPARE | [15 empty] | PATIENT ROOM REVIEW | 2024-08-15 |  | 3 | 2025-05-19 | [17 empty] | WSIU3473 |  |  |  | 0 |  |  |  | 1 | 1 | [12 empty] | 1 | 0 |  | 0 |  |  | 1 | [21 empty] | 0
4841777 | U MI CIT | LEVEL 10 | IDF 10-334C | 10-515 | UNIV PATIENT RM | 1 |  | 3 |  |  | WIRED SPARE |  |  |  | WIRED SPARE |  |  |  | WIRED SPARE | [15 empty] | PATIENT ROOM REVIEW | 2024-08-15 | 10-47 | 3 | 2025-05-19 | [21 empty] | 0 | [18 empty] | 0 |  | 0 | [24 empty] | 0
4841785 | U MI CIT | LEVEL 10 | IDF 10-334C | 10-515 | UNIV PATIENT RM | 2 |  | PM |  |  | PHYSIO MONITOR |  |  |  | PHYSIO MONITOR |  |  |  | SPARE | [7 empty] | CAPSULE P-P |  |  |  | CAPSULE |  |  |  | PATIENT ROOM REVIEW | 2024-08-15 | 10-47 | 3 | 2025-05-19 |  |  |  |  | B-450 | EEG - NATUS | [15 empty] | 0 | [18 empty] | 0 |  | 0 | [24 empty] | 0
4841753 | U MI CIT | LEVEL 10 | IDF 10-334C | 10-515 | UNIV PATIENT RM | 5 |  | TV4-NC |  |  | TELEVISION |  |  |  | WIRED SPARE |  |  |  | V-NURSING | [11 empty] | NURSE CALL JACK |  |  |  | PATIENT ROOM REVIEW | 2024-08-15 | 10-47 | 3 | 2025-05-19 | [21 empty] | 0 | [18 empty] | 0 |  | 0 | [24 empty] | 0
8224157 | U MI CIT | LEVEL 10 | IDF 10-334C | 10-515 | UNIV PATIENT RM | 6 |  | 3 |  |  | WORKSTATION |  |  |  | WIRED SPARE |  |  |  | SPARE | [15 empty] | PATIENT ROOM REVIEW | 2024-08-15 | 10-47 | 3 | 2025-05-19 | [15 empty] | 1 | longest arm to chart and view patient, VESA mount for Dell OptiPlex All-in-One: Starting weight: 16.55 lb (7.51 kg),Weight (maximum): 20.25 lb (9.19 kg),Starting weight, without stand: 12.37 lb (5.61 kg),Weight (maximum), without stand: 13.93 lb (6.32 kg), keyboard, mouse, wireless BCMA scanner Honeywell 1952HHD, | CLPV0132 |  |  |  | 0 |  |  |  | 1 | 1 | [12 empty] | 1 | 0 |  | 0 |  | 1 | 1 | [21 empty] | 0
4841689 | U MI CIT | LEVEL 10 | IDF 10-334C | 10-515B | CLINICAL WORKSTATION | 1 |  | 3 |  |  | WORKSTATION |  |  |  | WIRED SPARE |  |  |  | SPARE | [15 empty] | PATIENT ROOM REVIEW | 2024-08-15 |  | 3 | 2025-05-19 | [17 empty] | WSIU3474 |  |  |  | 0 |  |  |  | 1 | 1 | [12 empty] | 1 | 0 |  | 0 |  |  | 1 | [21 empty] | 0
4841665 | U MI CIT | LEVEL 10 | IDF 10-334C | 10-517 | UNIV PATIENT RM ADA | 1 |  | 3 |  |  | WIRED SPARE |  |  |  | WIRED SPARE |  |  |  | WIRED SPARE | [15 empty] | PATIENT ROOM REVIEW | 2024-08-15 | 10-48 | 3 | 2025-05-19 | [21 empty] | 0 | [18 empty] | 0 |  | 0 | [24 empty] | 0
4841673 | U MI CIT | LEVEL 10 | IDF 10-334C | 10-517 | UNIV PATIENT RM ADA | 2 |  | PM |  |  | PHYSIO MONITOR |  |  |  | PHYSIO MONITOR |  |  |  | SPARE | [7 empty] | CAPSULE P-P |  |  |  | CAPSULE |  |  |  | PATIENT ROOM REVIEW | 2024-08-15 | 10-48 | 3 | 2025-05-19 |  |  |  |  | B-450 | EEG - NATUS | [15 empty] | 0 | [18 empty] | 0 |  | 0 | [24 empty] | 0
4841633 | U MI CIT | LEVEL 10 | IDF 10-334C | 10-517 | UNIV PATIENT RM ADA | 5 |  | TV4-NC |  |  | TELEVISION |  |  |  | WIRED SPARE |  |  |  | V-NURSING | [11 empty] | NURSE CALL JACK |  |  |  | PATIENT ROOM REVIEW | 2024-08-15 | 10-48 | 3 | 2025-05-19 | [21 empty] | 0 | [18 empty] | 0 |  | 0 | [24 empty] | 0
8224189 | U MI CIT | LEVEL 10 | IDF 10-334C | 10-517 | UNIV PATIENT RM ADA | 6 |  | 3 |  |  | WORKSTATION |  |  |  | WIRED SPARE |  |  |  | SPARE | [15 empty] | PATIENT ROOM REVIEW | 2024-08-15 | 10-48 | 3 | 2025-05-19 | [15 empty] | 1 | longest arm to chart and view patient, VESA mount for Dell OptiPlex All-in-One: Starting weight: 16.55 lb (7.51 kg),Weight (maximum): 20.25 lb (9.19 kg),Starting weight, without stand: 12.37 lb (5.61 kg),Weight (maximum), without stand: 13.93 lb (6.32 kg), keyboard, mouse, wireless BCMA scanner Honeywell 1952HHD, | CLPV0133 |  |  |  | 0 |  |  |  | 1 | 1 | [12 empty] | 1 | 0 |  | 0 |  | 1 | 1 | [21 empty] | 0
4841657 | U MI CIT | LEVEL 10 | IDF 10-334C | 10-517B | CLINICAL WORKSTATION | 1 |  | 3 |  |  | WORKSTATION |  |  |  | WIRED SPARE |  |  |  | SPARE | [15 empty] | PATIENT ROOM REVIEW | 2024-08-15 |  | 3 | 2025-05-19 | [17 empty] | WSIU3475 |  |  |  | 0 |  |  |  | 1 | 1 | [12 empty] | 1 | 0 |  | 0 |  |  | 1 | [21 empty] | 0
4857204 | U MI CIT | LEVEL 11 | IDF 11-334C | 11-101 | UNIV PATIENT RM | 1 |  | 3 |  |  | WIRED SPARE |  |  |  | WIRED SPARE |  |  |  | WIRED SPARE | [15 empty] | PATIENT ROOM REVIEW | 2024-08-15 | 11-01 | 3 | 2025-05-19 | [21 empty] | 0 | [18 empty] | 0 |  | 0 | [24 empty] | 0
4857211 | U MI CIT | LEVEL 11 | IDF 11-334C | 11-101 | UNIV PATIENT RM | 3 |  | PM |  |  | PHYSIO MONITOR |  |  |  | PHYSIO MONITOR |  |  |  | SPARE | [7 empty] | CAPSULE P-P |  |  |  | CAPSULE |  |  |  | PATIENT ROOM REVIEW | 2024-08-15 | 11-01 | 3 | 2025-05-19 |  |  |  |  | B-450 | EEG - NATUS | [15 empty] | 0 | [18 empty] | 0 |  | 0 | [24 empty] | 0
6638380 | U MI CIT | LEVEL 11 | IDF 11-334C | 11-101 | UNIV PATIENT RM | 5 |  | TV4-NC |  |  | TELEVISION |  |  |  | WIRED SPARE |  |  |  | V-NURSING | [11 empty] | NURSE CALL JACK |  |  |  | PATIENT ROOM REVIEW | 2024-08-15 | 11-01 | 3 | 2025-05-19 | [21 empty] | 0 | [18 empty] | 0 |  | 0 | [24 empty] | 0
8221202 | U MI CIT | LEVEL 11 | IDF 11-334C | 11-101 | UNIV PATIENT RM | 6 |  | 3 |  |  | WORKSTATION |  |  |  | WIRED SPARE |  |  |  | SPARE | [15 empty] | PATIENT ROOM REVIEW | 2024-08-15 | 11-01 | 3 | 2025-05-19 | [15 empty] | 1 | longest arm to chart and view patient, VESA mount for Dell OptiPlex All-in-One: Starting weight: 16.55 lb (7.51 kg),Weight (maximum): 20.25 lb (9.19 kg),Starting weight, without stand: 12.37 lb (5.61 kg),Weight (maximum), without stand: 13.93 lb (6.32 kg), keyboard, mouse, wireless BCMA scanner Honeywell 1952HHD, | CLPV0156 |  |  |  | 0 |  |  |  | 1 | 1 | [12 empty] | 1 | 0 |  | 0 |  | 1 | 1 | [21 empty] | 0
4857588 | U MI CIT | LEVEL 11 | IDF 11-334C | 11-101B | CLINICAL WORKSTATION | 1 |  | 3 |  |  | WORKSTATION |  |  |  | WIRED SPARE |  |  |  | SPARE | [15 empty] | PATIENT ROOM REVIEW | 2024-08-15 |  | 3 | 2025-05-19 | [17 empty] | WSIU3477 |  |  |  | 0 |  |  |  | 1 | 1 | [12 empty] | 1 | 0 |  | 0 |  |  | 1 | [21 empty] | 0
4857164 | U MI CIT | LEVEL 11 | IDF 11-334C | 11-103 | UNIV PATIENT RM | 1 |  | 3 |  |  | WIRED SPARE |  |  |  | WIRED SPARE |  |  |  | WIRED SPARE | [15 empty] | PATIENT ROOM REVIEW | 2024-08-15 | 11-02 | 3 | 2025-05-19 | [21 empty] | 0 | [18 empty] | 0 |  | 0 | [24 empty] | 0
4857171 | U MI CIT | LEVEL 11 | IDF 11-334C | 11-103 | UNIV PATIENT RM | 2 |  | PM |  |  | PHYSIO MONITOR |  |  |  | PHYSIO MONITOR |  |  |  | SPARE | [7 empty] | CAPSULE P-P |  |  |  | CAPSULE |  |  |  | PATIENT ROOM REVIEW | 2024-08-15 | 11-02 | 3 | 2025-05-19 |  |  |  |  | B-450 | EEG - NATUS | [15 empty] | 0 | [18 empty] | 0 |  | 0 | [24 empty] | 0
6638365 | U MI CIT | LEVEL 11 | IDF 11-334C | 11-103 | UNIV PATIENT RM | 5 |  | TV4-NC |  |  | TELEVISION |  |  |  | WIRED SPARE |  |  |  | V-NURSING | [11 empty] | NURSE CALL JACK |  |  |  | PATIENT ROOM REVIEW | 2024-08-15 | 11-02 | 3 | 2025-05-19 | [21 empty] | 0 | [18 empty] | 0 |  | 0 | [24 empty] | 0
8221210 | U MI CIT | LEVEL 11 | IDF 11-334C | 11-103 | UNIV PATIENT RM | 6 |  | 3 |  |  | WORKSTATION |  |  |  | WIRED SPARE |  |  |  | SPARE | [15 empty] | PATIENT ROOM REVIEW | 2024-08-15 | 11-02 | 3 | 2025-05-19 | [15 empty] | 1 | longest arm to chart and view patient, VESA mount for Dell OptiPlex All-in-One: Starting weight: 16.55 lb (7.51 kg),Weight (maximum): 20.25 lb (9.19 kg),Starting weight, without stand: 12.37 lb (5.61 kg),Weight (maximum), without stand: 13.93 lb (6.32 kg), keyboard, mouse, wireless BCMA scanner Honeywell 1952HHD, | CLPV0157 |  |  |  | 0 |  |  |  | 1 | 1 | [12 empty] | 1 | 0 |  | 0 |  | 1 | 1 | [21 empty] | 0
4857580 | U MI CIT | LEVEL 11 | IDF 11-334C | 11-103B | CLINICAL WORKSTATION | 1 |  | 3 |  |  | WORKSTATION |  |  |  | WIRED SPARE |  |  |  | SPARE | [15 empty] | PATIENT ROOM REVIEW | 2024-08-15 |  | 3 | 2025-05-19 | [17 empty] | WSIU3478 |  |  |  | 0 |  |  |  | 1 | 1 | [12 empty] | 1 | 0 |  | 0 |  |  | 1 | [21 empty] | 0
4857124 | U MI CIT | LEVEL 11 | IDF 11-122C | 11-105 | UNIV PATIENT RM | 1 |  | 3 |  |  | WIRED SPARE |  |  |  | WIRED SPARE |  |  |  | WIRED SPARE | [15 empty] | PATIENT ROOM REVIEW | 2024-08-15 | 11-03 | 3 | 2025-05-19 | [21 empty] | 0 | [18 empty] | 0 |  | 0 | [24 empty] | 0
4857131 | U MI CIT | LEVEL 11 | IDF 11-122C | 11-105 | UNIV PATIENT RM | 2 |  | PM |  |  | PHYSIO MONITOR |  |  |  | PHYSIO MONITOR |  |  |  | SPARE | [7 empty] | CAPSULE P-P |  |  |  | CAPSULE |  |  |  | PATIENT ROOM REVIEW | 2024-08-15 | 11-03 | 3 | 2025-05-19 |  |  |  |  | B-450 | EEG - NATUS | [15 empty] | 0 | [18 empty] | 0 |  | 0 | [24 empty] | 0
6638350 | U MI CIT | LEVEL 11 | IDF 11-122C | 11-105 | UNIV PATIENT RM | 5 |  | TV4-NC |  |  | TELEVISION |  |  |  | WIRED SPARE |  |  |  | V-NURSING | [11 empty] | NURSE CALL JACK |  |  |  | PATIENT ROOM REVIEW | 2024-08-15 | 11-03 | 3 | 2025-05-19 | [21 empty] | 0 | [18 empty] | 0 |  | 0 | [24 empty] | 0
8221373 | U MI CIT | LEVEL 11 | IDF 11-122C | 11-105 | UNIV PATIENT RM | 6 |  | 3 |  |  | WORKSTATION |  |  |  | WIRED SPARE |  |  |  | SPARE | [15 empty] | PATIENT ROOM REVIEW | 2024-08-15 | 11-03 | 3 | 2025-05-19 | [15 empty] | 1 | longest arm to chart and view patient, VESA mount for Dell OptiPlex All-in-One: Starting weight: 16.55 lb (7.51 kg),Weight (maximum): 20.25 lb (9.19 kg),Starting weight, without stand: 12.37 lb (5.61 kg),Weight (maximum), without stand: 13.93 lb (6.32 kg), keyboard, mouse, wireless BCMA scanner Honeywell 1952HHD, | CLPV0158 |  |  |  | 0 |  |  |  | 1 | 1 | [12 empty] | 1 | 0 |  | 0 |  | 1 | 1 | [21 empty] | 0
4857572 | U MI CIT | LEVEL 11 | IDF 11-122C | 11-105B | CLINICAL WORKSTATION | 1 |  | 3 |  |  | WORKSTATION |  |  |  | WIRED SPARE |  |  |  | SPARE | [15 empty] | PATIENT ROOM REVIEW | 2024-08-15 |  | 3 | 2025-05-19 | [17 empty] | WSIU3479 |  |  |  | 0 |  |  |  | 1 | 1 | [12 empty] | 1 | 0 |  | 0 |  |  | 1 | [21 empty] | 0
4857084 | U MI CIT | LEVEL 11 | IDF 11-122C | 11-107 | UNIV PATIENT RM | 1 |  | 3 |  |  | WIRED SPARE |  |  |  | WIRED SPARE |  |  |  | WIRED SPARE | [15 empty] | PATIENT ROOM REVIEW | 2024-08-15 | 11-04 | 3 | 2025-05-19 | [21 empty] | 0 | [18 empty] | 0 |  | 0 | [24 empty] | 0
4857091 | U MI CIT | LEVEL 11 | IDF 11-122C | 11-107 | UNIV PATIENT RM | 2 |  | PM |  |  | PHYSIO MONITOR |  |  |  | PHYSIO MONITOR |  |  |  | SPARE | [7 empty] | CAPSULE P-P |  |  |  | CAPSULE |  |  |  | PATIENT ROOM REVIEW | 2024-08-15 | 11-04 | 3 | 2025-05-19 |  |  |  |  | B-450 | EEG - NATUS | [15 empty] | 0 | [18 empty] | 0 |  | 0 | [24 empty] | 0
6638331 | U MI CIT | LEVEL 11 | IDF 11-122C | 11-107 | UNIV PATIENT RM | 5 |  | TV4-NC |  |  | TELEVISION |  |  |  | WIRED SPARE |  |  |  | V-NURSING | [11 empty] | NURSE CALL JACK |  |  |  | PATIENT ROOM REVIEW | 2024-08-15 | 11-04 | 3 | 2025-05-19 | [21 empty] | 0 | [18 empty] | 0 |  | 0 | [24 empty] | 0
8221365 | U MI CIT | LEVEL 11 | IDF 11-122C | 11-107 | UNIV PATIENT RM | 6 |  | 3 |  |  | WORKSTATION |  |  |  | WIRED SPARE |  |  |  | SPARE | [15 empty] | PATIENT ROOM REVIEW | 2024-08-15 | 11-04 | 3 | 2025-05-19 | [15 empty] | 1 | longest arm to chart and view patient, VESA mount for Dell OptiPlex All-in-One: Starting weight: 16.55 lb (7.51 kg),Weight (maximum): 20.25 lb (9.19 kg),Starting weight, without stand: 12.37 lb (5.61 kg),Weight (maximum), without stand: 13.93 lb (6.32 kg), keyboard, mouse, wireless BCMA scanner Honeywell 1952HHD, | CLPV0159 |  |  |  | 0 |  |  |  | 1 | 1 | [12 empty] | 1 | 0 |  | 0 |  | 1 | 1 | [21 empty] | 0
4857564 | U MI CIT | LEVEL 11 | IDF 11-122C | 11-107B | CLINICAL WORKSTATION | 1 |  | 3 |  |  | WORKSTATION |  |  |  | WIRED SPARE |  |  |  | SPARE | [15 empty] | PATIENT ROOM REVIEW | 2024-08-15 |  | 3 | 2025-05-19 | [17 empty] | WSIU3480 |  |  |  | 0 |  |  |  | 1 | 1 | [12 empty] | 1 | 0 |  | 0 |  |  | 1 | [21 empty] | 0
4857044 | U MI CIT | LEVEL 11 | IDF 11-122C | 11-109 | UNIV PATIENT RM | 1 |  | 3 |  |  | WIRED SPARE |  |  |  | WIRED SPARE |  |  |  | WIRED SPARE | [15 empty] | PATIENT ROOM REVIEW | 2024-08-15 | 11-05 | 3 | 2025-05-19 | [21 empty] | 0 | [18 empty] | 0 |  | 0 | [24 empty] | 0
4857051 | U MI CIT | LEVEL 11 | IDF 11-122C | 11-109 | UNIV PATIENT RM | 2 |  | PM |  |  | PHYSIO MONITOR |  |  |  | PHYSIO MONITOR |  |  |  | SPARE | [7 empty] | CAPSULE P-P |  |  |  | CAPSULE |  |  |  | PATIENT ROOM REVIEW | 2024-08-15 | 11-05 | 3 | 2025-05-19 |  |  |  |  | B-450 | EEG - NATUS | [15 empty] | 0 | [18 empty] | 0 |  | 0 | [24 empty] | 0
6638316 | U MI CIT | LEVEL 11 | IDF 11-122C | 11-109 | UNIV PATIENT RM | 5 |  | TV4-NC |  |  | TELEVISION |  |  |  | WIRED SPARE |  |  |  | V-NURSING | [11 empty] | NURSE CALL JACK |  |  |  | PATIENT ROOM REVIEW | 2024-08-15 | 11-05 | 3 | 2025-05-19 | [21 empty] | 0 | [18 empty] | 0 |  | 0 | [24 empty] | 0
8221357 | U MI CIT | LEVEL 11 | IDF 11-122C | 11-109 | UNIV PATIENT RM | 6 |  | 3 |  |  | WORKSTATION |  |  |  | WIRED SPARE |  |  |  | SPARE | [15 empty] | PATIENT ROOM REVIEW | 2024-08-15 | 11-05 | 3 | 2025-05-19 | [15 empty] | 1 | longest arm to chart and view patient, VESA mount for Dell OptiPlex All-in-One: Starting weight: 16.55 lb (7.51 kg),Weight (maximum): 20.25 lb (9.19 kg),Starting weight, without stand: 12.37 lb (5.61 kg),Weight (maximum), without stand: 13.93 lb (6.32 kg), keyboard, mouse, wireless BCMA scanner Honeywell 1952HHD, | CLPV0160 |  |  |  | 0 |  |  |  | 1 | 1 | [12 empty] | 1 | 0 |  | 0 |  | 1 | 1 | [21 empty] | 0
4857556 | U MI CIT | LEVEL 11 | IDF 11-122C | 11-109B | CLINICAL WORKSTATION | 1 |  | 3 |  |  | WORKSTATION |  |  |  | WIRED SPARE |  |  |  | SPARE | [15 empty] | PATIENT ROOM REVIEW | 2024-08-15 |  | 3 | 2025-05-19 | [17 empty] | WSIU3481 |  |  |  | 0 |  |  |  | 1 | 1 | [12 empty] | 1 | 0 |  | 0 |  |  | 1 | [21 empty] | 0
4857004 | U MI CIT | LEVEL 11 | IDF 11-122C | 11-111 | UNIV PATIENT RM | 1 |  | 3 |  |  | WIRED SPARE |  |  |  | WIRED SPARE |  |  |  | WIRED SPARE | [15 empty] | PATIENT ROOM REVIEW | 2024-08-15 | 11-06 | 3 | 2025-05-19 | [21 empty] | 0 | [18 empty] | 0 |  | 0 | [24 empty] | 0
4857011 | U MI CIT | LEVEL 11 | IDF 11-122C | 11-111 | UNIV PATIENT RM | 2 |  | PM |  |  | PHYSIO MONITOR |  |  |  | PHYSIO MONITOR |  |  |  | SPARE | [7 empty] | CAPSULE P-P |  |  |  | CAPSULE |  |  |  | PATIENT ROOM REVIEW | 2024-08-15 | 11-06 | 3 | 2025-05-19 |  |  |  |  | B-450 | EEG - NATUS | [15 empty] | 0 | [18 empty] | 0 |  | 0 | [24 empty] | 0
6638301 | U MI CIT | LEVEL 11 | IDF 11-122C | 11-111 | UNIV PATIENT RM | 5 |  | TV4-NC |  |  | TELEVISION |  |  |  | WIRED SPARE |  |  |  | V-NURSING | [11 empty] | NURSE CALL JACK |  |  |  | PATIENT ROOM REVIEW | 2024-08-15 | 11-06 | 3 | 2025-05-19 | [21 empty] | 0 | [18 empty] | 0 |  | 0 | [24 empty] | 0
8221349 | U MI CIT | LEVEL 11 | IDF 11-122C | 11-111 | UNIV PATIENT RM | 6 |  | 3 |  |  | WORKSTATION |  |  |  | WIRED SPARE |  |  |  | SPARE | [15 empty] | PATIENT ROOM REVIEW | 2024-08-15 | 11-06 | 3 | 2025-05-19 | [15 empty] | 1 | longest arm to chart and view patient, VESA mount for Dell OptiPlex All-in-One: Starting weight: 16.55 lb (7.51 kg),Weight (maximum): 20.25 lb (9.19 kg),Starting weight, without stand: 12.37 lb (5.61 kg),Weight (maximum), without stand: 13.93 lb (6.32 kg), keyboard, mouse, wireless BCMA scanner Honeywell 1952HHD, | CLPV0161 |  |  |  | 0 |  |  |  | 1 | 1 | [12 empty] | 1 | 0 |  | 0 |  | 1 | 1 | [21 empty] | 0
4857548 | U MI CIT | LEVEL 11 | IDF 11-122C | 11-111B | CLINICAL WORKSTATION | 1 |  | 3 |  |  | WORKSTATION |  |  |  | WIRED SPARE |  |  |  | SPARE | [15 empty] | PATIENT ROOM REVIEW | 2024-08-15 |  | 3 | 2025-05-19 | [17 empty] | WSIU3482 |  |  |  | 0 |  |  |  | 1 | 1 | [12 empty] | 1 | 0 |  | 0 |  |  | 1 | [21 empty] | 0
4856964 | U MI CIT | LEVEL 11 | IDF 11-122C | 11-113 | UNIV PATIENT RM | 1 |  | 3 |  |  | WIRED SPARE |  |  |  | WIRED SPARE |  |  |  | WIRED SPARE | [15 empty] | PATIENT ROOM REVIEW | 2024-08-15 | 11-07 | 3 | 2025-05-19 | [21 empty] | 0 | [18 empty] | 0 |  | 0 | [24 empty] | 0
4856971 | U MI CIT | LEVEL 11 | IDF 11-122C | 11-113 | UNIV PATIENT RM | 2 |  | PM |  |  | PHYSIO MONITOR |  |  |  | PHYSIO MONITOR |  |  |  | SPARE | [7 empty] | CAPSULE P-P |  |  |  | CAPSULE |  |  |  | PATIENT ROOM REVIEW | 2024-08-15 | 11-07 | 3 | 2025-05-19 |  |  |  |  | B-450 | EEG - NATUS | [15 empty] | 0 | [18 empty] | 0 |  | 0 | [24 empty] | 0
6638284 | U MI CIT | LEVEL 11 | IDF 11-122C | 11-113 | UNIV PATIENT RM | 5 |  | TV4-NC |  |  | TELEVISION |  |  |  | WIRED SPARE |  |  |  | V-NURSING | [11 empty] | NURSE CALL JACK |  |  |  | PATIENT ROOM REVIEW | 2024-08-15 | 11-07 | 3 | 2025-05-19 | [21 empty] | 0 | [18 empty] | 0 |  | 0 | [24 empty] | 0
8221341 | U MI CIT | LEVEL 11 | IDF 11-122C | 11-113 | UNIV PATIENT RM | 6 |  | 3 |  |  | WORKSTATION |  |  |  | WIRED SPARE |  |  |  | SPARE | [15 empty] | PATIENT ROOM REVIEW | 2024-08-15 | 11-07 | 3 | 2025-05-19 | [15 empty] | 1 | longest arm to chart and view patient, VESA mount for Dell OptiPlex All-in-One: Starting weight: 16.55 lb (7.51 kg),Weight (maximum): 20.25 lb (9.19 kg),Starting weight, without stand: 12.37 lb (5.61 kg),Weight (maximum), without stand: 13.93 lb (6.32 kg), keyboard, mouse, wireless BCMA scanner Honeywell 1952HHD, | CLPV0162 |  |  |  | 0 |  |  |  | 1 | 1 | [12 empty] | 1 | 0 |  | 0 |  | 1 | 1 | [21 empty] | 0
4857540 | U MI CIT | LEVEL 11 | IDF 11-122C | 11-113B | CLINICAL WORKSTATION | 1 |  | 3 |  |  | WORKSTATION |  |  |  | WIRED SPARE |  |  |  | SPARE | [15 empty] | PATIENT ROOM REVIEW | 2024-08-15 |  | 3 | 2025-05-19 | [17 empty] | WSIU3483 |  |  |  | 0 |  |  |  | 1 | 1 | [12 empty] | 1 | 0 |  | 0 |  |  | 1 | [21 empty] | 0
4856924 | U MI CIT | LEVEL 11 | IDF 11-122C | 11-115 | UNIV PATIENT RM | 1 |  | 3 |  |  | WIRED SPARE |  |  |  | WIRED SPARE |  |  |  | WIRED SPARE | [15 empty] | PATIENT ROOM REVIEW | 2024-08-15 | 11-08 | 3 | 2025-05-19 | [21 empty] | 0 | [18 empty] | 0 |  | 0 | [24 empty] | 0
4856931 | U MI CIT | LEVEL 11 | IDF 11-122C | 11-115 | UNIV PATIENT RM | 2 |  | PM |  |  | PHYSIO MONITOR |  |  |  | PHYSIO MONITOR |  |  |  | SPARE | [7 empty] | CAPSULE P-P |  |  |  | CAPSULE |  |  |  | PATIENT ROOM REVIEW | 2024-08-15 | 11-08 | 3 | 2025-05-19 |  |  |  |  | B-450 | EEG - NATUS | [15 empty] | 0 | [18 empty] | 0 |  | 0 | [24 empty] | 0
6638265 | U MI CIT | LEVEL 11 | IDF 11-122C | 11-115 | UNIV PATIENT RM | 5 |  | TV4-NC |  |  | TELEVISION |  |  |  | WIRED SPARE |  |  |  | V-NURSING | [11 empty] | NURSE CALL JACK |  |  |  | PATIENT ROOM REVIEW | 2024-08-15 | 11-08 | 3 | 2025-05-19 | [21 empty] | 0 | [18 empty] | 0 |  | 0 | [24 empty] | 0
8221333 | U MI CIT | LEVEL 11 | IDF 11-122C | 11-115 | UNIV PATIENT RM | 6 |  | 3 |  |  | WORKSTATION |  |  |  | WIRED SPARE |  |  |  | SPARE | [15 empty] | PATIENT ROOM REVIEW | 2024-08-15 | 11-08 | 3 | 2025-05-19 | [15 empty] | 1 | longest arm to chart and view patient, VESA mount for Dell OptiPlex All-in-One: Starting weight: 16.55 lb (7.51 kg),Weight (maximum): 20.25 lb (9.19 kg),Starting weight, without stand: 12.37 lb (5.61 kg),Weight (maximum), without stand: 13.93 lb (6.32 kg), keyboard, mouse, wireless BCMA scanner Honeywell 1952HHD, | CLPV0163 |  |  |  | 0 |  |  |  | 1 | 1 | [12 empty] | 1 | 0 |  | 0 |  | 1 | 1 | [21 empty] | 0
4857532 | U MI CIT | LEVEL 11 | IDF 11-122C | 11-115B | CLINICAL WORKSTATION | 1 |  | 3 |  |  | WORKSTATION |  |  |  | WIRED SPARE |  |  |  | SPARE | [15 empty] | PATIENT ROOM REVIEW | 2024-08-15 |  | 3 | 2025-05-19 | [17 empty] | WSIU3484 |  |  |  | 0 |  |  |  | 1 | 1 | [12 empty] | 1 | 0 |  | 0 |  |  | 1 | [21 empty] | 0
4856884 | U MI CIT | LEVEL 11 | IDF 11-122C | 11-117 | UNIV PATIENT RM ADA | 1 |  | 3 |  |  | WIRED SPARE |  |  |  | WIRED SPARE |  |  |  | WIRED SPARE | [15 empty] | PATIENT ROOM REVIEW | 2024-08-15 | 11-09 | 3 | 2025-05-19 | [21 empty] | 0 | [18 empty] | 0 |  | 0 | [24 empty] | 0
4856891 | U MI CIT | LEVEL 11 | IDF 11-122C | 11-117 | UNIV PATIENT RM ADA | 2 |  | PM |  |  | PHYSIO MONITOR |  |  |  | PHYSIO MONITOR |  |  |  | SPARE | [7 empty] | CAPSULE P-P |  |  |  | CAPSULE |  |  |  | PATIENT ROOM REVIEW | 2024-08-15 | 11-09 | 3 | 2025-05-19 |  |  |  |  | B-450 | EEG - NATUS | [15 empty] | 0 | [18 empty] | 0 |  | 0 | [24 empty] | 0
6638173 | U MI CIT | LEVEL 11 | IDF 11-122C | 11-117 | UNIV PATIENT RM ADA | 5 |  | TV4-NC |  |  | TELEVISION |  |  |  | WIRED SPARE |  |  |  | V-NURSING | [11 empty] | NURSE CALL JACK |  |  |  | PATIENT ROOM REVIEW | 2024-08-15 | 11-09 | 3 | 2025-05-19 | [21 empty] | 0 | [18 empty] | 0 |  | 0 | [24 empty] | 0
8221325 | U MI CIT | LEVEL 11 | IDF 11-122C | 11-117 | UNIV PATIENT RM ADA | 6 |  | 3 |  |  | WORKSTATION |  |  |  | WIRED SPARE |  |  |  | SPARE | [15 empty] | PATIENT ROOM REVIEW | 2024-08-15 | 11-09 | 3 | 2025-05-19 | [15 empty] | 1 | longest arm to chart and view patient, VESA mount for Dell OptiPlex All-in-One: Starting weight: 16.55 lb (7.51 kg),Weight (maximum): 20.25 lb (9.19 kg),Starting weight, without stand: 12.37 lb (5.61 kg),Weight (maximum), without stand: 13.93 lb (6.32 kg), keyboard, mouse, wireless BCMA scanner Honeywell 1952HHD, | CLPV0152 |  |  |  | 0 |  |  |  | 1 | 1 | [12 empty] | 1 | 0 |  | 0 |  | 1 | 1 | [21 empty] | 0
6638746 | U MI CIT | LEVEL 11 | IDF 11-122C | 11-117B | CLINICAL WORKSTATION | 1 |  | 3 |  |  | WORKSTATION |  |  |  | WIRED SPARE |  |  |  | SPARE | [15 empty] | PATIENT ROOM REVIEW | 2024-08-15 |  | 3 | 2025-05-19 | [17 empty] | WSIU3485 |  |  |  | 0 |  |  |  | 1 | 1 | [12 empty] | 1 | 0 |  | 0 |  |  | 1 | [21 empty] | 0
4857444 | U MI CIT | LEVEL 11 | IDF 11-122C | 11-201 | UNIV ISO PATIENT RM | 1 |  | 3 |  |  | WIRED SPARE |  |  |  | WIRED SPARE |  |  |  | WIRED SPARE | [15 empty] | PATIENT ROOM REVIEW | 2024-08-15 | 11-10 | 3 | 2025-05-19 | [21 empty] | 0 | [18 empty] | 0 |  | 0 | [24 empty] | 0
4857451 | U MI CIT | LEVEL 11 | IDF 11-122C | 11-201 | UNIV ISO PATIENT RM | 2 |  | PM |  |  | PHYSIO MONITOR |  |  |  | PHYSIO MONITOR |  |  |  | SPARE | [7 empty] | CAPSULE P-P |  |  |  | CAPSULE |  |  |  | PATIENT ROOM REVIEW | 2024-08-15 | 11-10 | 3 | 2025-05-19 |  |  |  |  | B-450 | EEG - NATUS | [15 empty] | 0 | [18 empty] | 0 |  | 0 | [24 empty] | 0
6637754 | U MI CIT | LEVEL 11 | IDF 11-122C | 11-201 | UNIV ISO PATIENT RM | 5 |  | TV4-NC |  |  | TELEVISION |  |  |  | WIRED SPARE |  |  |  | V-NURSING | [11 empty] | NURSE CALL JACK |  |  |  | PATIENT ROOM REVIEW | 2024-08-15 | 11-10 | 3 | 2025-05-19 | [21 empty] | 0 | [18 empty] | 0 |  | 0 | [24 empty] | 0
8221317 | U MI CIT | LEVEL 11 | IDF 11-122C | 11-201 | UNIV ISO PATIENT RM | 6 |  | 3 |  |  | WORKSTATION |  |  |  | WIRED SPARE |  |  |  | SPARE | [15 empty] | PATIENT ROOM REVIEW | 2024-08-15 | 11-10 | 3 | 2025-05-19 | [15 empty] | 1 | longest arm to chart and view patient, VESA mount for Dell OptiPlex All-in-One: Starting weight: 16.55 lb (7.51 kg),Weight (maximum): 20.25 lb (9.19 kg),Starting weight, without stand: 12.37 lb (5.61 kg),Weight (maximum), without stand: 13.93 lb (6.32 kg), keyboard, mouse, wireless BCMA scanner Honeywell 1952HHD, | CLPV0134 |  |  |  | 0 |  |  |  | 1 | 1 | [12 empty] | 1 | 0 |  | 0 |  | 1 | 1 | [21 empty] | 0
4857520 | U MI CIT | LEVEL 11 | IDF 11-122C | 11-201B | CLINICAL WORKSTATION | 1 |  | 3 |  |  | WORKSTATION |  |  |  | WIRED SPARE |  |  |  | SPARE | [15 empty] | PATIENT ROOM REVIEW | 2024-08-15 |  | 3 | 2025-05-19 | [17 empty] | WSIU3486 |  |  |  | 0 |  |  |  | 1 | 1 | [12 empty] | 1 | 0 |  | 0 |  |  | 1 | [21 empty] | 0
4857404 | U MI CIT | LEVEL 11 | IDF 11-122C | 11-203 | UNIV PATIENT RM | 1 |  | 3 |  |  | WIRED SPARE |  |  |  | WIRED SPARE |  |  |  | WIRED SPARE | [15 empty] | PATIENT ROOM REVIEW | 2024-08-15 | 11-11 | 3 | 2025-05-19 | [21 empty] | 0 | [18 empty] | 0 |  | 0 | [24 empty] | 0
4857411 | U MI CIT | LEVEL 11 | IDF 11-122C | 11-203 | UNIV PATIENT RM | 2 |  | PM |  |  | PHYSIO MONITOR |  |  |  | PHYSIO MONITOR |  |  |  | SPARE | [7 empty] | CAPSULE P-P |  |  |  | CAPSULE |  |  |  | PATIENT ROOM REVIEW | 2024-08-15 | 11-11 | 3 | 2025-05-19 |  |  |  |  | B-450 | EEG - NATUS | [15 empty] | 0 | [18 empty] | 0 |  | 0 | [24 empty] | 0
6637737 | U MI CIT | LEVEL 11 | IDF 11-122C | 11-203 | UNIV PATIENT RM | 5 |  | TV4-NC |  |  | TELEVISION |  |  |  | WIRED SPARE |  |  |  | V-NURSING | [11 empty] | NURSE CALL JACK |  |  |  | PATIENT ROOM REVIEW | 2024-08-15 | 11-11 | 3 | 2025-05-19 | [21 empty] | 0 | [18 empty] | 0 |  | 0 | [24 empty] | 0
8221309 | U MI CIT | LEVEL 11 | IDF 11-122C | 11-203 | UNIV PATIENT RM | 6 |  | 3 |  |  | WORKSTATION |  |  |  | WIRED SPARE |  |  |  | SPARE | [15 empty] | PATIENT ROOM REVIEW | 2024-08-15 | 11-11 | 3 | 2025-05-19 | [15 empty] | 1 | longest arm to chart and view patient, VESA mount for Dell OptiPlex All-in-One: Starting weight: 16.55 lb (7.51 kg),Weight (maximum): 20.25 lb (9.19 kg),Starting weight, without stand: 12.37 lb (5.61 kg),Weight (maximum), without stand: 13.93 lb (6.32 kg), keyboard, mouse, wireless BCMA scanner Honeywell 1952HHD, | CLPV0164 |  |  |  | 0 |  |  |  | 1 | 1 | [12 empty] | 1 | 0 |  | 0 |  | 1 | 1 | [21 empty] | 0
4857513 | U MI CIT | LEVEL 11 | IDF 11-122C | 11-203B | CLINICAL WORKSTATION | 1 |  | 3 |  |  | WORKSTATION |  |  |  | WIRED SPARE |  |  |  | SPARE | [15 empty] | PATIENT ROOM REVIEW | 2024-08-15 |  | 3 | 2025-05-19 | [17 empty] | WSIU3487 |  |  |  | 0 |  |  |  | 1 | 1 | [12 empty] | 1 | 0 |  | 0 |  |  | 1 | [21 empty] | 0
4857364 | U MI CIT | LEVEL 11 | IDF 11-122C | 11-205 | UNIV PATIENT RM | 1 |  | 3 |  |  | WIRED SPARE |  |  |  | WIRED SPARE |  |  |  | WIRED SPARE | [15 empty] | PATIENT ROOM REVIEW | 2024-08-15 | 11-12 | 3 | 2025-05-19 | [21 empty] | 0 | [18 empty] | 0 |  | 0 | [24 empty] | 0
4857371 | U MI CIT | LEVEL 11 | IDF 11-122C | 11-205 | UNIV PATIENT RM | 2 |  | PM |  |  | PHYSIO MONITOR |  |  |  | PHYSIO MONITOR |  |  |  | SPARE | [7 empty] | CAPSULE P-P |  |  |  | CAPSULE |  |  |  | PATIENT ROOM REVIEW | 2024-08-15 | 11-12 | 3 | 2025-05-19 |  |  |  |  | B-450 | EEG - NATUS | [15 empty] | 0 | [18 empty] | 0 |  | 0 | [24 empty] | 0
6637722 | U MI CIT | LEVEL 11 | IDF 11-122C | 11-205 | UNIV PATIENT RM | 5 |  | TV4-NC |  |  | TELEVISION |  |  |  | WIRED SPARE |  |  |  | V-NURSING | [11 empty] | NURSE CALL JACK |  |  |  | PATIENT ROOM REVIEW | 2024-08-15 | 11-12 | 3 | 2025-05-19 | [21 empty] | 0 | [18 empty] | 0 |  | 0 | [24 empty] | 0
8221301 | U MI CIT | LEVEL 11 | IDF 11-122C | 11-205 | UNIV PATIENT RM | 6 |  | 3 |  |  | WORKSTATION |  |  |  | WIRED SPARE |  |  |  | SPARE | [15 empty] | PATIENT ROOM REVIEW | 2024-08-15 | 11-12 | 3 | 2025-05-19 | [15 empty] | 1 | longest arm to chart and view patient, VESA mount for Dell OptiPlex All-in-One: Starting weight: 16.55 lb (7.51 kg),Weight (maximum): 20.25 lb (9.19 kg),Starting weight, without stand: 12.37 lb (5.61 kg),Weight (maximum), without stand: 13.93 lb (6.32 kg), keyboard, mouse, wireless BCMA scanner Honeywell 1952HHD, | CLPV0165 |  |  |  | 0 |  |  |  | 1 | 1 | [12 empty] | 1 | 0 |  | 0 |  | 1 | 1 | [21 empty] | 0
4857506 | U MI CIT | LEVEL 11 | IDF 11-122C | 11-205B | CLINICAL WORKSTATION | 1 |  | 3 |  |  | WORKSTATION |  |  |  | WIRED SPARE |  |  |  | SPARE | [15 empty] | PATIENT ROOM REVIEW | 2024-08-15 |  | 3 | 2025-05-19 | [17 empty] | WSIU3488 |  |  |  | 0 |  |  |  | 1 | 1 | [12 empty] | 1 | 0 |  | 0 |  |  | 1 | [21 empty] | 0
4857324 | U MI CIT | LEVEL 11 | IDF 11-122C | 11-207 | UNIV PATIENT RM | 1 |  | 3 |  |  | WIRED SPARE |  |  |  | WIRED SPARE |  |  |  | WIRED SPARE | [15 empty] | PATIENT ROOM REVIEW | 2024-08-15 | 11-13 | 3 | 2025-05-19 | [21 empty] | 0 | [18 empty] | 0 |  | 0 | [24 empty] | 0
4857331 | U MI CIT | LEVEL 11 | IDF 11-122C | 11-207 | UNIV PATIENT RM | 2 |  | PM |  |  | PHYSIO MONITOR |  |  |  | PHYSIO MONITOR |  |  |  | SPARE | [7 empty] | CAPSULE P-P |  |  |  | CAPSULE |  |  |  | PATIENT ROOM REVIEW | 2024-08-15 | 11-13 | 3 | 2025-05-19 |  |  |  |  | B-450 | EEG - NATUS | [15 empty] | 0 | [18 empty] | 0 |  | 0 | [24 empty] | 0
6637692 | U MI CIT | LEVEL 11 | IDF 11-122C | 11-207 | UNIV PATIENT RM | 5 |  | TV4-NC |  |  | TELEVISION |  |  |  | WIRED SPARE |  |  |  | V-NURSING | [11 empty] | NURSE CALL JACK |  |  |  | PATIENT ROOM REVIEW | 2024-08-15 | 11-13 | 3 | 2025-05-19 | [21 empty] | 0 | [18 empty] | 0 |  | 0 | [24 empty] | 0
8221293 | U MI CIT | LEVEL 11 | IDF 11-122C | 11-207 | UNIV PATIENT RM | 6 |  | 3 |  |  | WORKSTATION |  |  |  | WIRED SPARE |  |  |  | SPARE | [15 empty] | PATIENT ROOM REVIEW | 2024-08-15 | 11-13 | 3 | 2025-05-19 | [15 empty] | 1 | longest arm to chart and view patient, VESA mount for Dell OptiPlex All-in-One: Starting weight: 16.55 lb (7.51 kg),Weight (maximum): 20.25 lb (9.19 kg),Starting weight, without stand: 12.37 lb (5.61 kg),Weight (maximum), without stand: 13.93 lb (6.32 kg), keyboard, mouse, wireless BCMA scanner Honeywell 1952HHD, | CLPV0166 |  |  |  | 0 |  |  |  | 1 | 1 | [12 empty] | 1 | 0 |  | 0 |  | 1 | 1 | [21 empty] | 0
4857499 | U MI CIT | LEVEL 11 | IDF 11-122C | 11-207B | CLINICAL WORKSTATION | 1 |  | 3 |  |  | WORKSTATION |  |  |  | WIRED SPARE |  |  |  | SPARE | [15 empty] | PATIENT ROOM REVIEW | 2024-08-15 |  | 3 | 2025-05-19 | [17 empty] | WSIU3489 |  |  |  | 0 |  |  |  | 1 | 1 | [12 empty] | 1 | 0 |  | 0 |  |  | 1 | [21 empty] | 0
4857284 | U MI CIT | LEVEL 11 | IDF 11-122C | 11-209 | UNIV PATIENT RM | 1 |  | 3 |  |  | WIRED SPARE |  |  |  | WIRED SPARE |  |  |  | WIRED SPARE | [15 empty] | PATIENT ROOM REVIEW | 2024-08-15 | 11-14 | 3 | 2025-05-19 | [21 empty] | 0 | [18 empty] | 0 |  | 0 | [24 empty] | 0
4857291 | U MI CIT | LEVEL 11 | IDF 11-122C | 11-209 | UNIV PATIENT RM | 2 |  | PM |  |  | PHYSIO MONITOR |  |  |  | PHYSIO MONITOR |  |  |  | SPARE | [7 empty] | CAPSULE P-P |  |  |  | CAPSULE |  |  |  | PATIENT ROOM REVIEW | 2024-08-15 | 11-14 | 3 | 2025-05-19 |  |  |  |  | B-450 | EEG - NATUS | [15 empty] | 0 | [18 empty] | 0 |  | 0 | [24 empty] | 0
6637675 | U MI CIT | LEVEL 11 | IDF 11-122C | 11-209 | UNIV PATIENT RM | 5 |  | TV4-NC |  |  | TELEVISION |  |  |  | WIRED SPARE |  |  |  | V-NURSING | [11 empty] | NURSE CALL JACK |  |  |  | PATIENT ROOM REVIEW | 2024-08-15 | 11-14 | 3 | 2025-05-19 | [21 empty] | 0 | [18 empty] | 0 |  | 0 | [24 empty] | 0
8221285 | U MI CIT | LEVEL 11 | IDF 11-122C | 11-209 | UNIV PATIENT RM | 6 |  | 3 |  |  | WORKSTATION |  |  |  | WIRED SPARE |  |  |  | SPARE | [15 empty] | PATIENT ROOM REVIEW | 2024-08-15 | 11-14 | 3 | 2025-05-19 | [15 empty] | 1 | longest arm to chart and view patient, VESA mount for Dell OptiPlex All-in-One: Starting weight: 16.55 lb (7.51 kg),Weight (maximum): 20.25 lb (9.19 kg),Starting weight, without stand: 12.37 lb (5.61 kg),Weight (maximum), without stand: 13.93 lb (6.32 kg), keyboard, mouse, wireless BCMA scanner Honeywell 1952HHD, | CLPV0167 |  |  |  | 0 |  |  |  | 1 | 1 | [12 empty] | 1 | 0 |  | 0 |  | 1 | 1 | [21 empty] | 0
4857492 | U MI CIT | LEVEL 11 | IDF 11-122C | 11-209B | CLINICAL WORKSTATION | 1 |  | 3 |  |  | WORKSTATION |  |  |  | WIRED SPARE |  |  |  | SPARE | [15 empty] | PATIENT ROOM REVIEW | 2024-08-15 |  | 3 | 2025-05-19 | [17 empty] | WSIU3490 |  |  |  | 0 |  |  |  | 1 | 1 | [12 empty] | 1 | 0 |  | 0 |  |  | 1 | [21 empty] | 0
4857244 | U MI CIT | LEVEL 11 | IDF 11-122C | 11-211 | UNIV PATIENT RM ADA | 1 |  | 3 |  |  | WIRED SPARE |  |  |  | WIRED SPARE |  |  |  | WIRED SPARE | [15 empty] | PATIENT ROOM REVIEW | 2024-08-15 | 11-15 | 3 | 2025-05-19 | [21 empty] | 0 | [18 empty] | 0 |  | 0 | [24 empty] | 0
4857251 | U MI CIT | LEVEL 11 | IDF 11-122C | 11-211 | UNIV PATIENT RM ADA | 2 |  | PM |  |  | PHYSIO MONITOR |  |  |  | PHYSIO MONITOR |  |  |  | SPARE | [7 empty] | CAPSULE P-P |  |  |  | CAPSULE |  |  |  | PATIENT ROOM REVIEW | 2024-08-15 | 11-15 | 3 | 2025-05-19 |  |  |  |  | B-450 | EEG - NATUS | [15 empty] | 0 | [18 empty] | 0 |  | 0 | [24 empty] | 0
6637628 | U MI CIT | LEVEL 11 | IDF 11-122C | 11-211 | UNIV PATIENT RM ADA | 5 |  | TV4-NC |  |  | TELEVISION |  |  |  | WIRED SPARE |  |  |  | V-NURSING | [11 empty] | NURSE CALL JACK |  |  |  | PATIENT ROOM REVIEW | 2024-08-15 | 11-15 | 3 | 2025-05-19 | [21 empty] | 0 | [18 empty] | 0 |  | 0 | [24 empty] | 0
8221277 | U MI CIT | LEVEL 11 | IDF 11-122C | 11-211 | UNIV PATIENT RM ADA | 6 |  | 3 |  |  | WORKSTATION |  |  |  | WIRED SPARE |  |  |  | SPARE | [15 empty] | PATIENT ROOM REVIEW | 2024-08-15 | 11-15 | 3 | 2025-05-19 | [15 empty] | 1 | longest arm to chart and view patient, VESA mount for Dell OptiPlex All-in-One: Starting weight: 16.55 lb (7.51 kg),Weight (maximum): 20.25 lb (9.19 kg),Starting weight, without stand: 12.37 lb (5.61 kg),Weight (maximum), without stand: 13.93 lb (6.32 kg), keyboard, mouse, wireless BCMA scanner Honeywell 1952HHD, | CLPV0153 |  |  |  | 0 |  |  |  | 1 | 1 | [12 empty] | 1 | 0 |  | 0 |  | 1 | 1 | [21 empty] | 0
4857484 | U MI CIT | LEVEL 11 | IDF 11-122C | 11-211B | CLINICAL WORKSTATION | 1 |  | 3 |  |  | WORKSTATION |  |  |  | WIRED SPARE |  |  |  | SPARE | [15 empty] | PATIENT ROOM REVIEW | 2024-08-15 |  | 3 | 2025-05-19 | [17 empty] | WSIU3491 |  |  |  | 0 |  |  |  | 1 | 1 | [12 empty] | 1 | 0 |  | 0 |  |  | 1 | [21 empty] | 0
4712967 | U MI CIT | LEVEL 11 | IDF 11-122C | 11-301 | UNIV PATIENT RM | 1 |  | 3 |  |  | WIRED SPARE |  |  |  | WIRED SPARE |  |  |  | WIRED SPARE | [15 empty] | PATIENT ROOM REVIEW | 2024-08-15 | 11-16 | 3 | 2025-05-19 | [21 empty] | 0 | [18 empty] | 0 |  | 0 | [24 empty] | 0
4712974 | U MI CIT | LEVEL 11 | IDF 11-122C | 11-301 | UNIV PATIENT RM | 2 |  | PM |  |  | PHYSIO MONITOR |  |  |  | PHYSIO MONITOR |  |  |  | SPARE | [7 empty] | CAPSULE P-P |  |  |  | CAPSULE |  |  |  | PATIENT ROOM REVIEW | 2024-08-15 | 11-16 | 3 | 2025-05-19 |  |  |  |  | B-450 | EEG - NATUS | [15 empty] | 0 | [18 empty] | 0 |  | 0 | [24 empty] | 0
4712988 | U MI CIT | LEVEL 11 | IDF 11-122C | 11-301 | UNIV PATIENT RM | 5 |  | TV4-NC |  |  | TELEVISION |  |  |  | WIRED SPARE |  |  |  | V-NURSING | [11 empty] | NURSE CALL JACK |  |  |  | PATIENT ROOM REVIEW | 2024-08-15 | 11-16 | 3 | 2025-05-19 | [21 empty] | 0 | [18 empty] | 0 |  | 0 | [24 empty] | 0
8221267 | U MI CIT | LEVEL 11 | IDF 11-122C | 11-301 | UNIV PATIENT RM | 6 |  | 3 |  |  | WORKSTATION |  |  |  | WIRED SPARE |  |  |  | SPARE | [15 empty] | PATIENT ROOM REVIEW | 2024-08-15 | 11-16 | 3 | 2025-05-19 | [15 empty] | 1 | longest arm to chart and view patient, VESA mount for Dell OptiPlex All-in-One: Starting weight: 16.55 lb (7.51 kg),Weight (maximum): 20.25 lb (9.19 kg),Starting weight, without stand: 12.37 lb (5.61 kg),Weight (maximum), without stand: 13.93 lb (6.32 kg), keyboard, mouse, wireless BCMA scanner Honeywell 1952HHD, | CLPV0168 |  |  |  | 0 |  |  |  | 1 | 1 | [12 empty] | 1 | 0 |  | 0 |  | 1 | 1 | [21 empty] | 0
4713009 | U MI CIT | LEVEL 11 | IDF 11-122C | 11-301B | CLINICAL WORKSTATION | 1 |  | 3 |  |  | WORKSTATION |  |  |  | WIRED SPARE |  |  |  | SPARE | [15 empty] | PATIENT ROOM REVIEW | 2024-08-15 |  | 3 | 2025-05-19 | [17 empty] | WSIU3492 |  |  |  | 0 |  |  |  | 1 | 1 | [12 empty] | 1 | 0 |  | 0 |  |  | 1 | [21 empty] | 0
4712902 | U MI CIT | LEVEL 11 | IDF 11-122C | 11-303 | UNIV PATIENT RM | 1 |  | 3 |  |  | WIRED SPARE |  |  |  | WIRED SPARE |  |  |  | WIRED SPARE | [15 empty] | PATIENT ROOM REVIEW | 2024-08-15 | 11-17 | 3 | 2025-05-19 | [21 empty] | 0 | [18 empty] | 0 |  | 0 | [24 empty] | 0
4712909 | U MI CIT | LEVEL 11 | IDF 11-122C | 11-303 | UNIV PATIENT RM | 2 |  | PM |  |  | PHYSIO MONITOR |  |  |  | PHYSIO MONITOR |  |  |  | SPARE | [7 empty] | CAPSULE P-P |  |  |  | CAPSULE |  |  |  | PATIENT ROOM REVIEW | 2024-08-15 | 11-17 | 3 | 2025-05-19 |  |  |  |  | B-450 | EEG - NATUS | [15 empty] | 0 | [18 empty] | 0 |  | 0 | [24 empty] | 0
4712923 | U MI CIT | LEVEL 11 | IDF 11-122C | 11-303 | UNIV PATIENT RM | 4 |  | TV4-NC |  |  | TELEVISION |  |  |  | WIRED SPARE |  |  |  | V-NURSING | [11 empty] | NURSE CALL JACK |  |  |  | PATIENT ROOM REVIEW | 2024-08-15 | 11-17 | 3 | 2025-05-19 | [21 empty] | 0 | [18 empty] | 0 |  | 0 | [24 empty] | 0
8221259 | U MI CIT | LEVEL 11 | IDF 11-122C | 11-303 | UNIV PATIENT RM | 5 |  | 3 |  |  | WORKSTATION |  |  |  | WIRED SPARE |  |  |  | SPARE | [15 empty] | PATIENT ROOM REVIEW | 2024-08-15 | 11-17 | 3 | 2025-05-19 | [15 empty] | 1 | longest arm to chart and view patient, VESA mount for Dell OptiPlex All-in-One: Starting weight: 16.55 lb (7.51 kg),Weight (maximum): 20.25 lb (9.19 kg),Starting weight, without stand: 12.37 lb (5.61 kg),Weight (maximum), without stand: 13.93 lb (6.32 kg), keyboard, mouse, wireless BCMA scanner Honeywell 1952HHD, | CLPV0169 |  |  |  | 0 |  |  |  | 1 | 1 | [12 empty] | 1 | 0 |  | 0 |  | 1 | 1 | [21 empty] | 0
4712944 | U MI CIT | LEVEL 11 | IDF 11-122C | 11-303B | CLINICAL WORKSTATION | 1 |  | 3 |  |  | WORKSTATION |  |  |  | WIRED SPARE |  |  |  | SPARE | [15 empty] | PATIENT ROOM REVIEW | 2024-08-15 |  | 3 | 2025-05-19 | [17 empty] | WSIU3493 |  |  |  | 0 |  |  |  | 1 | 1 | [12 empty] | 1 | 0 |  | 0 |  |  | 1 | [21 empty] | 0
4712835 | U MI CIT | LEVEL 11 | IDF 11-122C | 11-305 | UNIV PATIENT RM | 1 |  | 3 |  |  | WIRED SPARE |  |  |  | WIRED SPARE |  |  |  | WIRED SPARE | [15 empty] | PATIENT ROOM REVIEW | 2024-08-15 | 11-18 | 3 | 2025-05-19 | [21 empty] | 0 | [18 empty] | 0 |  | 0 | [24 empty] | 0
4712842 | U MI CIT | LEVEL 11 | IDF 11-122C | 11-305 | UNIV PATIENT RM | 2 |  | PM |  |  | PHYSIO MONITOR |  |  |  | PHYSIO MONITOR |  |  |  | SPARE | [7 empty] | CAPSULE P-P |  |  |  | CAPSULE |  |  |  | PATIENT ROOM REVIEW | 2024-08-15 | 11-18 | 3 | 2025-05-19 |  |  |  |  | B-450 | EEG - NATUS | [15 empty] | 0 | [18 empty] | 0 |  | 0 | [24 empty] | 0
4712856 | U MI CIT | LEVEL 11 | IDF 11-122C | 11-305 | UNIV PATIENT RM | 5 |  | TV4-NC |  |  | TELEVISION |  |  |  | WIRED SPARE |  |  |  | V-NURSING | [11 empty] | NURSE CALL JACK |  |  |  | PATIENT ROOM REVIEW | 2024-08-15 | 11-18 | 3 | 2025-05-19 | [21 empty] | 0 | [18 empty] | 0 |  | 0 | [24 empty] | 0
8221251 | U MI CIT | LEVEL 11 | IDF 11-122C | 11-305 | UNIV PATIENT RM | 6 |  | 3 |  |  | WORKSTATION |  |  |  | WIRED SPARE |  |  |  | SPARE | [15 empty] | PATIENT ROOM REVIEW | 2024-08-15 | 11-18 | 3 | 2025-05-19 | [15 empty] | 1 | longest arm to chart and view patient, VESA mount for Dell OptiPlex All-in-One: Starting weight: 16.55 lb (7.51 kg),Weight (maximum): 20.25 lb (9.19 kg),Starting weight, without stand: 12.37 lb (5.61 kg),Weight (maximum), without stand: 13.93 lb (6.32 kg), keyboard, mouse, wireless BCMA scanner Honeywell 1952HHD, | CLPV0170 |  |  |  | 0 |  |  |  | 1 | 1 | [12 empty] | 1 | 0 |  | 0 |  | 1 | 1 | [21 empty] | 0
4712877 | U MI CIT | LEVEL 11 | IDF 11-122C | 11-305B | CLINICAL WORKSTATION | 1 |  | 3 |  |  | WORKSTATION |  |  |  | WIRED SPARE |  |  |  | SPARE | [15 empty] | PATIENT ROOM REVIEW | 2024-08-15 |  | 3 | 2025-05-19 | [17 empty] | WSIU3494 |  |  |  | 0 |  |  |  | 1 | 1 | [12 empty] | 1 | 0 |  | 0 |  |  | 1 | [21 empty] | 0
4712768 | U MI CIT | LEVEL 11 | IDF 11-122C | 11-307 | UNIV PATIENT RM | 1 |  | 3 |  |  | WIRED SPARE |  |  |  | WIRED SPARE |  |  |  | WIRED SPARE | [15 empty] | PATIENT ROOM REVIEW | 2024-08-15 | 11-19 | 3 | 2025-05-19 | [21 empty] | 0 | [18 empty] | 0 |  | 0 | [24 empty] | 0
4712775 | U MI CIT | LEVEL 11 | IDF 11-122C | 11-307 | UNIV PATIENT RM | 2 |  | PM |  |  | PHYSIO MONITOR |  |  |  | PHYSIO MONITOR |  |  |  | SPARE | [7 empty] | CAPSULE P-P |  |  |  | CAPSULE |  |  |  | PATIENT ROOM REVIEW | 2024-08-15 | 11-19 | 3 | 2025-05-19 |  |  |  |  | B-450 | EEG - NATUS | [15 empty] | 0 | [18 empty] | 0 |  | 0 | [24 empty] | 0
4712789 | U MI CIT | LEVEL 11 | IDF 11-122C | 11-307 | UNIV PATIENT RM | 5 |  | TV4-NC |  |  | TELEVISION |  |  |  | WIRED SPARE |  |  |  | V-NURSING | [11 empty] | NURSE CALL JACK |  |  |  | PATIENT ROOM REVIEW | 2024-08-15 | 11-19 | 3 | 2025-05-19 | [21 empty] | 0 | [18 empty] | 0 |  | 0 | [24 empty] | 0
8221243 | U MI CIT | LEVEL 11 | IDF 11-122C | 11-307 | UNIV PATIENT RM | 6 |  | 3 |  |  | WORKSTATION |  |  |  | WIRED SPARE |  |  |  | SPARE | [15 empty] | PATIENT ROOM REVIEW | 2024-08-15 | 11-19 | 3 | 2025-05-19 | [15 empty] | 1 | longest arm to chart and view patient, VESA mount for Dell OptiPlex All-in-One: Starting weight: 16.55 lb (7.51 kg),Weight (maximum): 20.25 lb (9.19 kg),Starting weight, without stand: 12.37 lb (5.61 kg),Weight (maximum), without stand: 13.93 lb (6.32 kg), keyboard, mouse, wireless BCMA scanner Honeywell 1952HHD, | CLPV0171 |  |  |  | 0 |  |  |  | 1 | 1 | [12 empty] | 1 | 0 |  | 0 |  | 1 | 1 | [21 empty] | 0
4712810 | U MI CIT | LEVEL 11 | IDF 11-122C | 11-307B | CLINICAL WORKSTATION | 1 |  | 3 |  |  | WORKSTATION |  |  |  | WIRED SPARE |  |  |  | SPARE | [15 empty] | PATIENT ROOM REVIEW | 2024-08-15 |  | 3 | 2025-05-19 | [17 empty] | WSIU3495 |  |  |  | 0 |  |  |  | 1 | 1 | [12 empty] | 1 | 0 |  | 0 |  |  | 1 | [21 empty] | 0
4712703 | U MI CIT | LEVEL 11 | IDF 11-122C | 11-309 | UNIV PATIENT RM | 1 |  | 3 |  |  | WIRED SPARE |  |  |  | WIRED SPARE |  |  |  | WIRED SPARE | [15 empty] | PATIENT ROOM REVIEW | 2024-08-15 | 11-20 | 3 | 2025-05-19 | [21 empty] | 0 | [18 empty] | 0 |  | 0 | [24 empty] | 0
4712710 | U MI CIT | LEVEL 11 | IDF 11-122C | 11-309 | UNIV PATIENT RM | 2 |  | PM |  |  | PHYSIO MONITOR |  |  |  | PHYSIO MONITOR |  |  |  | SPARE | [7 empty] | CAPSULE P-P |  |  |  | CAPSULE |  |  |  | PATIENT ROOM REVIEW | 2024-08-15 | 11-20 | 3 | 2025-05-19 |  |  |  |  | B-450 | EEG - NATUS | [15 empty] | 0 | [18 empty] | 0 |  | 0 | [24 empty] | 0
4712724 | U MI CIT | LEVEL 11 | IDF 11-122C | 11-309 | UNIV PATIENT RM | 5 |  | TV4-NC |  |  | TELEVISION |  |  |  | WIRED SPARE |  |  |  | V-NURSING | [11 empty] | NURSE CALL JACK |  |  |  | PATIENT ROOM REVIEW | 2024-08-15 | 11-20 | 3 | 2025-05-19 | [21 empty] | 0 | [18 empty] | 0 |  | 0 | [24 empty] | 0
8221235 | U MI CIT | LEVEL 11 | IDF 11-122C | 11-309 | UNIV PATIENT RM | 6 |  | 3 |  |  | WORKSTATION |  |  |  | WIRED SPARE |  |  |  | SPARE | [15 empty] | PATIENT ROOM REVIEW | 2024-08-15 | 11-20 | 3 | 2025-05-19 | [15 empty] | 1 | longest arm to chart and view patient, VESA mount for Dell OptiPlex All-in-One: Starting weight: 16.55 lb (7.51 kg),Weight (maximum): 20.25 lb (9.19 kg),Starting weight, without stand: 12.37 lb (5.61 kg),Weight (maximum), without stand: 13.93 lb (6.32 kg), keyboard, mouse, wireless BCMA scanner Honeywell 1952HHD, | CLPV0172 |  |  |  | 0 |  |  |  | 1 | 1 | [12 empty] | 1 | 0 |  | 0 |  | 1 | 1 | [21 empty] | 0
8588948 | U MI CIT | LEVEL 11 | IDF 11-122C | 11-309B | CLINICAL WORKSTATION | 1 |  | 3 |  |  | WORKSTATION |  |  |  | WIRED SPARE |  |  |  | SPARE | [15 empty] | PATIENT ROOM REVIEW | 2024-08-15 |  | 3 | 2025-05-19 | [17 empty] | WSIU3496 |  |  |  | 0 |  |  |  | 1 | 1 | [12 empty] | 1 | 0 |  | 0 |  |  | 1 | [21 empty] | 0
4712640 | U MI CIT | LEVEL 11 | IDF 11-334C | 11-311 | UNIV PATIENT RM | 1 |  | 3 |  |  | WIRED SPARE |  |  |  | WIRED SPARE |  |  |  | WIRED SPARE | [15 empty] | PATIENT ROOM REVIEW | 2024-08-15 | 11-21 | 3 | 2025-05-19 | [21 empty] | 0 | [18 empty] | 0 |  | 0 | [24 empty] | 0
4712647 | U MI CIT | LEVEL 11 | IDF 11-334C | 11-311 | UNIV PATIENT RM | 2 |  | PM |  |  | PHYSIO MONITOR |  |  |  | PHYSIO MONITOR |  |  |  | SPARE | [7 empty] | CAPSULE P-P |  |  |  | CAPSULE |  |  |  | PATIENT ROOM REVIEW | 2024-08-15 | 11-21 | 3 | 2025-05-19 |  |  |  |  | B-450 | EEG - NATUS | [15 empty] | 0 | [18 empty] | 0 |  | 0 | [24 empty] | 0
4712661 | U MI CIT | LEVEL 11 | IDF 11-334C | 11-311 | UNIV PATIENT RM | 5 |  | TV4-NC |  |  | TELEVISION |  |  |  | WIRED SPARE |  |  |  | V-NURSING | [11 empty] | NURSE CALL JACK |  |  |  | PATIENT ROOM REVIEW | 2024-08-15 | 11-21 | 3 | 2025-05-19 | [21 empty] | 0 | [18 empty] | 0 |  | 0 | [24 empty] | 0
8221227 | U MI CIT | LEVEL 11 | IDF 11-334C | 11-311 | UNIV PATIENT RM | 6 |  | 3 |  |  | WORKSTATION |  |  |  | WIRED SPARE |  |  |  | SPARE | [15 empty] | PATIENT ROOM REVIEW | 2024-08-15 | 11-21 | 3 | 2025-05-19 | [15 empty] | 1 | longest arm to chart and view patient, VESA mount for Dell OptiPlex All-in-One: Starting weight: 16.55 lb (7.51 kg),Weight (maximum): 20.25 lb (9.19 kg),Starting weight, without stand: 12.37 lb (5.61 kg),Weight (maximum), without stand: 13.93 lb (6.32 kg), keyboard, mouse, wireless BCMA scanner Honeywell 1952HHD, | CLPV0173 |  |  |  | 0 |  |  |  | 1 | 1 | [12 empty] | 1 | 0 |  | 0 |  | 1 | 1 | [21 empty] | 0
4712682 | U MI CIT | LEVEL 11 | IDF 11-334C | 11-311B | CLINICAL WORKSTATION | 1 |  | 3 |  |  | WORKSTATION |  |  |  | WIRED SPARE |  |  |  | SPARE | [15 empty] | PATIENT ROOM REVIEW | 2024-08-15 |  | 3 | 2025-05-19 | [17 empty] | WSIU3497 |  |  |  | 0 |  |  |  | 1 | 1 | [12 empty] | 1 | 0 |  | 0 |  |  | 1 | [21 empty] | 0
4712575 | U MI CIT | LEVEL 11 | IDF 11-334C | 11-313 | UNIV PATIENT RM | 1 |  | 3 |  |  | WIRED SPARE |  |  |  | WIRED SPARE |  |  |  | WIRED SPARE | [15 empty] | PATIENT ROOM REVIEW | 2024-08-15 | 11-22 | 3 | 2025-05-19 | [21 empty] | 0 | [18 empty] | 0 |  | 0 | [24 empty] | 0
4712582 | U MI CIT | LEVEL 11 | IDF 11-334C | 11-313 | UNIV PATIENT RM | 2 |  | PM |  |  | PHYSIO MONITOR |  |  |  | PHYSIO MONITOR |  |  |  | SPARE | [7 empty] | CAPSULE P-P |  |  |  | CAPSULE |  |  |  | PATIENT ROOM REVIEW | 2024-08-15 | 11-22 | 3 | 2025-05-19 |  |  |  |  | B-450 | EEG - NATUS | [15 empty] | 0 | [18 empty] | 0 |  | 0 | [24 empty] | 0
4712596 | U MI CIT | LEVEL 11 | IDF 11-334C | 11-313 | UNIV PATIENT RM | 5 |  | TV4-NC |  |  | TELEVISION |  |  |  | WIRED SPARE |  |  |  | V-NURSING | [11 empty] | NURSE CALL JACK |  |  |  | PATIENT ROOM REVIEW | 2024-08-15 | 11-22 | 3 | 2025-05-19 | [21 empty] | 0 | [18 empty] | 0 |  | 0 | [24 empty] | 0
8221219 | U MI CIT | LEVEL 11 | IDF 11-334C | 11-313 | UNIV PATIENT RM | 6 |  | 3 |  |  | WORKSTATION |  |  |  | WIRED SPARE |  |  |  | SPARE | [15 empty] | PATIENT ROOM REVIEW | 2024-08-15 | 11-22 | 3 | 2025-05-19 | [15 empty] | 1 | longest arm to chart and view patient, VESA mount for Dell OptiPlex All-in-One: Starting weight: 16.55 lb (7.51 kg),Weight (maximum): 20.25 lb (9.19 kg),Starting weight, without stand: 12.37 lb (5.61 kg),Weight (maximum), without stand: 13.93 lb (6.32 kg), keyboard, mouse, wireless BCMA scanner Honeywell 1952HHD, | CLPV0174 |  |  |  | 0 |  |  |  | 1 | 1 | [12 empty] | 1 | 0 |  | 0 |  | 1 | 1 | [21 empty] | 0
4712617 | U MI CIT | LEVEL 11 | IDF 11-334C | 11-313C | CLINICAL WORKSTATION | 1 |  | 3 |  |  | WORKSTATION |  |  |  | WIRED SPARE |  |  |  | SPARE | [15 empty] | PATIENT ROOM REVIEW | 2024-08-15 |  | 3 | 2025-05-19 | [17 empty] | WSIU3498 |  |  |  | 0 |  |  |  | 1 | 1 | [12 empty] | 1 | 0 |  | 0 |  |  | 1 | [21 empty] | 0
4710456 | U MI CIT | LEVEL 11 | IDF 11-334C | 11-315 | UNIV PATIENT RM | 1 |  | 3 |  |  | WIRED SPARE |  |  |  | WIRED SPARE |  |  |  | WIRED SPARE | [15 empty] | PATIENT ROOM REVIEW | 2024-08-15 | 11-23 | 3 | 2025-05-19 | [21 empty] | 0 | [18 empty] | 0 |  | 0 | [24 empty] | 0
4710463 | U MI CIT | LEVEL 11 | IDF 11-334C | 11-315 | UNIV PATIENT RM | 3 |  | PM |  |  | PHYSIO MONITOR |  |  |  | PHYSIO MONITOR |  |  |  | SPARE | [7 empty] | CAPSULE P-P |  |  |  | CAPSULE |  |  |  | PATIENT ROOM REVIEW | 2024-08-15 | 11-23 | 3 | 2025-05-19 |  |  |  |  | B-450 | EEG - NATUS | [15 empty] | 0 | [18 empty] | 0 |  | 0 | [24 empty] | 0
4710477 | U MI CIT | LEVEL 11 | IDF 11-334C | 11-315 | UNIV PATIENT RM | 6 |  | TV4-NC |  |  | TELEVISION |  |  |  | WIRED SPARE |  |  |  | V-NURSING | [11 empty] | NURSE CALL JACK |  |  |  | PATIENT ROOM REVIEW | 2024-08-15 | 11-23 | 3 | 2025-05-19 | [21 empty] | 0 | [18 empty] | 0 |  | 0 | [24 empty] | 0
8221120 | U MI CIT | LEVEL 11 | IDF 11-334C | 11-315 | UNIV PATIENT RM | 7 |  | 3 |  |  | WORKSTATION |  |  |  | WIRED SPARE |  |  |  | SPARE | [15 empty] | PATIENT ROOM REVIEW | 2024-08-15 | 11-23 | 3 | 2025-05-19 | [15 empty] | 1 | longest arm to chart and view patient, VESA mount for Dell OptiPlex All-in-One: Starting weight: 16.55 lb (7.51 kg),Weight (maximum): 20.25 lb (9.19 kg),Starting weight, without stand: 12.37 lb (5.61 kg),Weight (maximum), without stand: 13.93 lb (6.32 kg), keyboard, mouse, wireless BCMA scanner Honeywell 1952HHD, | CLPV0175 |  |  |  | 0 |  |  |  | 1 | 1 | [12 empty] | 1 | 0 |  | 0 |  | 1 | 1 | [21 empty] | 0
4710583 | U MI CIT | LEVEL 11 | IDF 11-334C | 11-315B | CLINICAL WORKSTATION | 1 |  | 3 |  |  | WORKSTATION |  |  |  | WIRED SPARE |  |  |  | SPARE | [15 empty] | PATIENT ROOM REVIEW | 2024-08-15 |  | 3 | 2025-05-19 | [17 empty] | WSIU3499 |  |  |  | 0 |  |  |  | 1 | 1 | [12 empty] | 1 | 0 |  | 0 |  |  | 1 | [21 empty] | 0
4851729 | U MI CIT | LEVEL 11 | IDF 11-334C | 11-317 | UNIV ISO PATIENT RM | 1 |  | 3 |  |  | WIRED SPARE |  |  |  | WIRED SPARE |  |  |  | WIRED SPARE | [15 empty] | PATIENT ROOM REVIEW | 2024-08-15 | 11-24 | 3 | 2025-05-19 | [21 empty] | 0 | [18 empty] | 0 |  | 0 | [24 empty] | 0
4851713 | U MI CIT | LEVEL 11 | IDF 11-334C | 11-317 | UNIV ISO PATIENT RM | 2 |  | PM |  |  | PHYSIO MONITOR |  |  |  | PHYSIO MONITOR |  |  |  | SPARE | [7 empty] | CAPSULE P-P |  |  |  | CAPSULE |  |  |  | PATIENT ROOM REVIEW | 2024-08-15 | 11-24 | 3 | 2025-05-19 |  |  |  |  | B-450 | EEG - NATUS | [15 empty] | 0 | [18 empty] | 0 |  | 0 | [24 empty] | 0
4851737 | U MI CIT | LEVEL 11 | IDF 11-334C | 11-317 | UNIV ISO PATIENT RM | 5 |  | TV4-NC |  |  | TELEVISION |  |  |  | WIRED SPARE |  |  |  | V-NURSING | [11 empty] | NURSE CALL JACK |  |  |  | PATIENT ROOM REVIEW | 2024-08-15 | 11-24 | 3 | 2025-05-19 | [21 empty] | 0 | [18 empty] | 0 |  | 0 | [24 empty] | 0
8221112 | U MI CIT | LEVEL 11 | IDF 11-334C | 11-317 | UNIV ISO PATIENT RM | 6 |  | 3 |  |  | WORKSTATION |  |  |  | WIRED SPARE |  |  |  | SPARE | [15 empty] | PATIENT ROOM REVIEW | 2024-08-15 | 11-24 | 3 | 2025-05-19 | [15 empty] | 1 | longest arm to chart and view patient, VESA mount for Dell OptiPlex All-in-One: Starting weight: 16.55 lb (7.51 kg),Weight (maximum): 20.25 lb (9.19 kg),Starting weight, without stand: 12.37 lb (5.61 kg),Weight (maximum), without stand: 13.93 lb (6.32 kg), keyboard, mouse, wireless BCMA scanner Honeywell 1952HHD, | CLPV0135 |  |  |  | 0 |  |  |  | 1 | 1 | [12 empty] | 1 | 0 |  | 0 |  | 1 | 1 | [21 empty] | 0
4851658 | U MI CIT | LEVEL 11 | IDF 11-334C | 11-319 | UNIV PATIENT RM | 1 |  | 3 |  |  | WIRED SPARE |  |  |  | WIRED SPARE |  |  |  | WIRED SPARE | [15 empty] | PATIENT ROOM REVIEW | 2024-08-15 | 11-25 | 3 | 2025-05-19 | [21 empty] | 0 | [18 empty] | 0 |  | 0 | [24 empty] | 0
4851644 | U MI CIT | LEVEL 11 | IDF 11-334C | 11-319 | UNIV PATIENT RM | 2 |  | PM |  |  | PHYSIO MONITOR |  |  |  | PHYSIO MONITOR |  |  |  | SPARE | [7 empty] | CAPSULE P-P |  |  |  | CAPSULE |  |  |  | PATIENT ROOM REVIEW | 2024-08-15 | 11-25 | 3 | 2025-05-19 |  |  |  |  | B-450 | EEG - NATUS | [15 empty] | 0 | [18 empty] | 0 |  | 0 | [24 empty] | 0
4851768 | U MI CIT | LEVEL 11 | IDF 11-334C | 11-319 | UNIV PATIENT RM | 5 |  | TV4-NC |  |  | TELEVISION |  |  |  | WIRED SPARE |  |  |  | V-NURSING | [11 empty] | NURSE CALL JACK |  |  |  | PATIENT ROOM REVIEW | 2024-08-15 | 11-25 | 3 | 2025-05-19 | [21 empty] | 0 | [18 empty] | 0 |  | 0 | [24 empty] | 0
8221104 | U MI CIT | LEVEL 11 | IDF 11-334C | 11-319 | UNIV PATIENT RM | 7 |  | 3 |  |  | WORKSTATION |  |  |  | WIRED SPARE |  |  |  | SPARE | [15 empty] | PATIENT ROOM REVIEW | 2024-08-15 | 11-25 | 3 | 2025-05-19 | [15 empty] | 1 | longest arm to chart and view patient, VESA mount for Dell OptiPlex All-in-One: Starting weight: 16.55 lb (7.51 kg),Weight (maximum): 20.25 lb (9.19 kg),Starting weight, without stand: 12.37 lb (5.61 kg),Weight (maximum), without stand: 13.93 lb (6.32 kg), keyboard, mouse, wireless BCMA scanner Honeywell 1952HHD, | CLPV0176 |  |  |  | 0 |  |  |  | 1 | 1 | [12 empty] | 1 | 0 |  | 0 |  | 1 | 1 | [21 empty] | 0
4851705 | U MI CIT | LEVEL 11 | IDF 11-334C | 11-319B | CLINICAL WORKSTATION | 1 |  | 3 |  |  | WORKSTATION |  |  |  | WIRED SPARE |  |  |  | SPARE | [15 empty] | PATIENT ROOM REVIEW | 2024-08-15 |  | 3 | 2025-05-19 | [17 empty] | WSIU3500 |  |  |  | 0 |  |  |  | 1 | 1 | [12 empty] | 1 | 0 |  | 0 |  |  | 1 | [21 empty] | 0
4851616 | U MI CIT | LEVEL 11 | IDF 11-334C | 11-321 | UNIV PATIENT RM | 1 |  | 3 |  |  | WIRED SPARE |  |  |  | WIRED SPARE |  |  |  | WIRED SPARE | [15 empty] | PATIENT ROOM REVIEW | 2024-08-15 | 11-26 | 3 | 2025-05-19 | [21 empty] | 0 | [18 empty] | 0 |  | 0 | [24 empty] | 0
4851602 | U MI CIT | LEVEL 11 | IDF 11-334C | 11-321 | UNIV PATIENT RM | 2 |  | PM |  |  | PHYSIO MONITOR |  |  |  | PHYSIO MONITOR |  |  |  | SPARE | [7 empty] | CAPSULE P-P |  |  |  | CAPSULE |  |  |  | PATIENT ROOM REVIEW | 2024-08-15 | 11-26 | 3 | 2025-05-19 |  |  |  |  | B-450 | EEG - NATUS | [15 empty] | 0 | [18 empty] | 0 |  | 0 | [24 empty] | 0
4851630 | U MI CIT | LEVEL 11 | IDF 11-334C | 11-321 | UNIV PATIENT RM | 5 |  | TV4-NC |  |  | TELEVISION |  |  |  | WIRED SPARE |  |  |  | V-NURSING | [11 empty] | NURSE CALL JACK |  |  |  | PATIENT ROOM REVIEW | 2024-08-15 | 11-26 | 3 | 2025-05-19 | [21 empty] | 0 | [18 empty] | 0 |  | 0 | [24 empty] | 0
8221096 | U MI CIT | LEVEL 11 | IDF 11-334C | 11-321 | UNIV PATIENT RM | 7 |  | 3 |  |  | WORKSTATION |  |  |  | WIRED SPARE |  |  |  | SPARE | [15 empty] | PATIENT ROOM REVIEW | 2024-08-15 | 11-26 | 3 | 2025-05-19 | [15 empty] | 1 | longest arm to chart and view patient, VESA mount for Dell OptiPlex All-in-One: Starting weight: 16.55 lb (7.51 kg),Weight (maximum): 20.25 lb (9.19 kg),Starting weight, without stand: 12.37 lb (5.61 kg),Weight (maximum), without stand: 13.93 lb (6.32 kg), keyboard, mouse, wireless BCMA scanner Honeywell 1952HHD, | CLPV0177 |  |  |  | 0 |  |  |  | 1 | 1 | [12 empty] | 1 | 0 |  | 0 |  | 1 | 1 | [21 empty] | 0
6635699 | U MI CIT | LEVEL 11 | IDF 11-334C | 11-321B | CLINICAL WORKSTATION | 1 |  | 3 |  |  | WORKSTATION |  |  |  | WIRED SPARE |  |  |  | SPARE | [15 empty] | PATIENT ROOM REVIEW | 2024-08-15 |  | 3 | 2025-05-19 | [17 empty] | WSIU3501 |  |  |  | 0 |  |  |  | 1 | 1 | [12 empty] | 1 | 0 |  | 0 |  |  | 1 | [21 empty] | 0
7094943 | U MI CIT | LEVEL 11 | IDF 11-334C | 11-321C | ALCOVE, PATIENT | 4 |  | AV |  |  | WIRED SPARE |  |  |  | WIRED SPARE | [19 empty] | PATIENT ROOM REVIEW | 2024-08-15 |  | 3 | 2025-05-19 | Y | [20 empty] | 0 | [18 empty] | 0 |  | 0 | [24 empty] | 0
10843837 | U MI CIT | LEVEL 11 | IDF 11-334C | 11-321C | ALCOVE, PATIENT | 5 |  | AV |  |  | WIRED SPARE |  |  |  | WIRED SPARE | [19 empty] | PATIENT ROOM REVIEW | 2024-08-15 |  | 3 | 2025-05-19 | Y | [20 empty] | 0 | [18 empty] | 0 |  | 0 | [24 empty] | 0
4851574 | U MI CIT | LEVEL 11 | IDF 11-334C | 11-323 | UNIV PATIENT RM | 1 |  | 3 |  |  | WIRED SPARE |  |  |  | WIRED SPARE |  |  |  | WIRED SPARE | [15 empty] | PATIENT ROOM REVIEW | 2024-08-15 | 11-27 | 3 | 2025-05-19 | [21 empty] | 0 | [18 empty] | 0 |  | 0 | [24 empty] | 0
4851560 | U MI CIT | LEVEL 11 | IDF 11-334C | 11-323 | UNIV PATIENT RM | 2 |  | PM |  |  | PHYSIO MONITOR |  |  |  | PHYSIO MONITOR |  |  |  | SPARE | [7 empty] | CAPSULE P-P |  |  |  | CAPSULE |  |  |  | PATIENT ROOM REVIEW | 2024-08-15 | 11-27 | 3 | 2025-05-19 |  |  |  |  | B-450 | EEG - NATUS | [15 empty] | 0 | [18 empty] | 0 |  | 0 | [24 empty] | 0
4851588 | U MI CIT | LEVEL 11 | IDF 11-334C | 11-323 | UNIV PATIENT RM | 5 |  | TV4-NC |  |  | TELEVISION |  |  |  | WIRED SPARE |  |  |  | V-NURSING | [11 empty] | NURSE CALL JACK |  |  |  | PATIENT ROOM REVIEW | 2024-08-15 | 11-27 | 3 | 2025-05-19 | [21 empty] | 0 | [18 empty] | 0 |  | 0 | [24 empty] | 0
8221088 | U MI CIT | LEVEL 11 | IDF 11-334C | 11-323 | UNIV PATIENT RM | 7 |  | 3 |  |  | WORKSTATION |  |  |  | WIRED SPARE |  |  |  | SPARE | [15 empty] | PATIENT ROOM REVIEW | 2024-08-15 | 11-27 | 3 | 2025-05-19 | [15 empty] | 1 | longest arm to chart and view patient, VESA mount for Dell OptiPlex All-in-One: Starting weight: 16.55 lb (7.51 kg),Weight (maximum): 20.25 lb (9.19 kg),Starting weight, without stand: 12.37 lb (5.61 kg),Weight (maximum), without stand: 13.93 lb (6.32 kg), keyboard, mouse, wireless BCMA scanner Honeywell 1952HHD, | CLPV0178 |  |  |  | 0 |  |  |  | 1 | 1 | [12 empty] | 1 | 0 |  | 0 |  | 1 | 1 | [21 empty] | 0
4851430 | U MI CIT | LEVEL 11 | IDF 11-334C | 11-323B | CLINICAL WORKSTATION | 1 |  | 3 |  |  | WORKSTATION |  |  |  | WIRED SPARE |  |  |  | SPARE | [15 empty] | PATIENT ROOM REVIEW | 2024-08-15 |  | 3 | 2025-05-19 | [17 empty] | WSIU3502 |  |  |  | 0 |  |  |  | 1 | 1 | [12 empty] | 1 | 0 |  | 0 |  |  | 1 | [21 empty] | 0
4851532 | U MI CIT | LEVEL 11 | IDF 11-334C | 11-325 | UNIV PATIENT RM | 1 |  | 3 |  |  | WIRED SPARE |  |  |  | WIRED SPARE |  |  |  | WIRED SPARE | [15 empty] | PATIENT ROOM REVIEW | 2024-08-15 | 11-28 | 3 | 2025-05-19 | [21 empty] | 0 | [18 empty] | 0 |  | 0 | [24 empty] | 0
4851525 | U MI CIT | LEVEL 11 | IDF 11-334C | 11-325 | UNIV PATIENT RM | 2 |  | PM |  |  | PHYSIO MONITOR |  |  |  | PHYSIO MONITOR |  |  |  | SPARE | [7 empty] | CAPSULE P-P |  |  |  | CAPSULE |  |  |  | PATIENT ROOM REVIEW | 2024-08-15 | 11-28 | 3 | 2025-05-19 |  |  |  |  | B-450 | EEG - NATUS | [15 empty] | 0 | [18 empty] | 0 |  | 0 | [24 empty] | 0
4851546 | U MI CIT | LEVEL 11 | IDF 11-334C | 11-325 | UNIV PATIENT RM | 5 |  | TV4-NC |  |  | TELEVISION |  |  |  | WIRED SPARE |  |  |  | V-NURSING | [11 empty] | NURSE CALL JACK |  |  |  | PATIENT ROOM REVIEW | 2024-08-15 | 11-28 | 3 | 2025-05-19 | [21 empty] | 0 | [18 empty] | 0 |  | 0 | [24 empty] | 0
8221080 | U MI CIT | LEVEL 11 | IDF 11-334C | 11-325 | UNIV PATIENT RM | 7 |  | 3 |  |  | WORKSTATION |  |  |  | WIRED SPARE |  |  |  | SPARE | [15 empty] | PATIENT ROOM REVIEW | 2024-08-15 | 11-28 | 3 | 2025-05-19 | [15 empty] | 1 | longest arm to chart and view patient, VESA mount for Dell OptiPlex All-in-One: Starting weight: 16.55 lb (7.51 kg),Weight (maximum): 20.25 lb (9.19 kg),Starting weight, without stand: 12.37 lb (5.61 kg),Weight (maximum), without stand: 13.93 lb (6.32 kg), keyboard, mouse, wireless BCMA scanner Honeywell 1952HHD, | CLPV0179 |  |  |  | 0 |  |  |  | 1 | 1 | [12 empty] | 1 | 0 |  | 0 |  | 1 | 1 | [21 empty] | 0
4851422 | U MI CIT | LEVEL 11 | IDF 11-334C | 11-325B | CLINICAL WORKSTATION | 1 |  | 3 |  |  | WORKSTATION |  |  |  | WIRED SPARE |  |  |  | SPARE | [15 empty] | PATIENT ROOM REVIEW | 2024-08-15 |  | 3 | 2025-05-19 | [17 empty] | WSIU3503 |  |  |  | 0 |  |  |  | 1 | 1 | [12 empty] | 1 | 0 |  | 0 |  |  | 1 | [21 empty] | 0
4851497 | U MI CIT | LEVEL 11 | IDF 11-438C | 11-327 | UNIV PATIENT RM | 1 |  | 3 |  |  | WIRED SPARE |  |  |  | WIRED SPARE |  |  |  | WIRED SPARE | [15 empty] | PATIENT ROOM REVIEW | 2024-08-15 | 11-29 | 3 | 2025-05-19 | [21 empty] | 0 | [18 empty] | 0 |  | 0 | [24 empty] | 0
4851490 | U MI CIT | LEVEL 11 | IDF 11-438C | 11-327 | UNIV PATIENT RM | 2 |  | PM |  |  | PHYSIO MONITOR |  |  |  | PHYSIO MONITOR |  |  |  | SPARE | [7 empty] | CAPSULE P-P |  |  |  | CAPSULE |  |  |  | PATIENT ROOM REVIEW | 2024-08-15 | 11-29 | 3 | 2025-05-19 |  |  |  |  | B-450 | EEG - NATUS | [15 empty] | 0 | [18 empty] | 0 |  | 0 | [24 empty] | 0
4851511 | U MI CIT | LEVEL 11 | IDF 11-438C | 11-327 | UNIV PATIENT RM | 5 |  | TV4-NC |  |  | TELEVISION |  |  |  | WIRED SPARE |  |  |  | V-NURSING | [11 empty] | NURSE CALL JACK |  |  |  | PATIENT ROOM REVIEW | 2024-08-15 | 11-29 | 3 | 2025-05-19 | [21 empty] | 0 | [18 empty] | 0 |  | 0 | [24 empty] | 0
8221072 | U MI CIT | LEVEL 11 | IDF 11-438C | 11-327 | UNIV PATIENT RM | 7 |  | 3 |  |  | WORKSTATION |  |  |  | WIRED SPARE |  |  |  | SPARE | [15 empty] | PATIENT ROOM REVIEW | 2024-08-15 | 11-29 | 3 | 2025-05-19 | [15 empty] | 1 | longest arm to chart and view patient, VESA mount for Dell OptiPlex All-in-One: Starting weight: 16.55 lb (7.51 kg),Weight (maximum): 20.25 lb (9.19 kg),Starting weight, without stand: 12.37 lb (5.61 kg),Weight (maximum), without stand: 13.93 lb (6.32 kg), keyboard, mouse, wireless BCMA scanner Honeywell 1952HHD, | CLPV0180 |  |  |  | 0 |  |  |  | 1 | 1 | [12 empty] | 1 | 0 |  | 0 |  | 1 | 1 | [21 empty] | 0
6635790 | U MI CIT | LEVEL 11 | IDF 11-438C | 11-327B | CLINICAL WORKSTATION | 1 |  | 3 |  |  | WORKSTATION |  |  |  | WIRED SPARE |  |  |  | SPARE | [15 empty] | PATIENT ROOM REVIEW | 2024-08-15 |  | 3 | 2025-05-19 | [17 empty] | WSIU3504 |  |  |  | 0 |  |  |  | 1 | 1 | [12 empty] | 1 | 0 |  | 0 |  |  | 1 | [21 empty] | 0
4851462 | U MI CIT | LEVEL 11 | IDF 11-438C | 11-329 | UNIV PATIENT RM | 1 |  | 3 |  |  | WIRED SPARE |  |  |  | WIRED SPARE |  |  |  | WIRED SPARE | [15 empty] | PATIENT ROOM REVIEW | 2024-08-15 | 11-30 | 3 | 2025-05-19 | [21 empty] | 0 | [18 empty] | 0 |  | 0 | [24 empty] | 0
8221064 | U MI CIT | LEVEL 11 | IDF 11-438C | 11-329 | UNIV PATIENT RM | 7 |  | 3 |  |  | WORKSTATION |  |  |  | WIRED SPARE |  |  |  | SPARE | [15 empty] | PATIENT ROOM REVIEW | 2024-08-15 | 11-30 | 3 | 2025-05-19 | [15 empty] | 1 | longest arm to chart and view patient, VESA mount for Dell OptiPlex All-in-One: Starting weight: 16.55 lb (7.51 kg),Weight (maximum): 20.25 lb (9.19 kg),Starting weight, without stand: 12.37 lb (5.61 kg),Weight (maximum), without stand: 13.93 lb (6.32 kg), keyboard, mouse, wireless BCMA scanner Honeywell 1952HHD, | CLPV0181 |  |  |  | 0 |  |  |  | 1 | 1 | [12 empty] | 1 | 0 |  | 0 |  | 1 | 1 | [21 empty] | 0
6635397 | U MI CIT | LEVEL 11 | IDF 11-438C | 11-329 | UNIV PATIENT RM | 2 |  | PM |  |  | PHYSIO MONITOR |  |  |  | PHYSIO MONITOR |  |  |  | SPARE | [7 empty] | CAPSULE P-P |  |  |  | CAPSULE |  |  |  | PATIENT ROOM REVIEW | 2024-08-15 | 11-30 | 3 | 2025-05-19 |  |  |  |  | B-450 | EEG - NATUS | [15 empty] | 0 | [18 empty] | 0 |  | 0 | [24 empty] | 0
4851476 | U MI CIT | LEVEL 11 | IDF 11-438C | 11-329 | UNIV PATIENT RM | 5 |  | TV4-NC |  |  | TELEVISION |  |  |  | WIRED SPARE |  |  |  | V-NURSING | [11 empty] | NURSE CALL JACK |  |  |  | PATIENT ROOM REVIEW | 2024-08-15 | 11-30 | 3 | 2025-05-19 | [21 empty] | 0 | [18 empty] | 0 |  | 0 | [24 empty] | 0
4851414 | U MI CIT | LEVEL 11 | IDF 11-438C | 11-329B | CLINICAL WORKSTATION | 1 |  | 3 |  |  | WORKSTATION |  |  |  | WIRED SPARE |  |  |  | SPARE | [15 empty] | PATIENT ROOM REVIEW | 2024-08-15 |  | 3 | 2025-05-19 | [17 empty] | WSIU3505 |  |  |  | 0 |  |  |  | 1 | 1 | [12 empty] | 1 | 0 |  | 0 |  |  | 1 | [21 empty] | 0
4851398 | U MI CIT | LEVEL 11 | IDF 11-438C | 11-331 | UNIV PATIENT RM | 1 |  | 3 |  |  | WIRED SPARE |  |  |  | WIRED SPARE |  |  |  | WIRED SPARE | [15 empty] | PATIENT ROOM REVIEW | 2024-08-15 | 11-31 | 3 | 2025-05-19 | [21 empty] | 0 | [18 empty] | 0 |  | 0 | [24 empty] | 0
8221056 | U MI CIT | LEVEL 11 | IDF 11-438C | 11-331 | UNIV PATIENT RM | 7 |  | 3 |  |  | WORKSTATION |  |  |  | WIRED SPARE |  |  |  | SPARE | [15 empty] | PATIENT ROOM REVIEW | 2024-08-15 | 11-31 | 3 | 2025-05-19 | [15 empty] | 1 | longest arm to chart and view patient, VESA mount for Dell OptiPlex All-in-One: Starting weight: 16.55 lb (7.51 kg),Weight (maximum): 20.25 lb (9.19 kg),Starting weight, without stand: 12.37 lb (5.61 kg),Weight (maximum), without stand: 13.93 lb (6.32 kg), keyboard, mouse, wireless BCMA scanner Honeywell 1952HHD, | CLPV0138 |  |  |  | 0 |  |  |  | 1 | 1 | [12 empty] | 1 | 0 |  | 0 |  | 1 | 1 | [21 empty] | 0
4851382 | U MI CIT | LEVEL 11 | IDF 11-438C | 11-331 | UNIV PATIENT RM | 2 |  | PM |  |  | PHYSIO MONITOR |  |  |  | PHYSIO MONITOR |  |  |  | SPARE | [7 empty] | CAPSULE P-P |  |  |  | CAPSULE |  |  |  | PATIENT ROOM REVIEW | 2024-08-15 | 11-31 | 3 | 2025-05-19 |  |  |  |  | B-450 | EEG - NATUS | [15 empty] | 0 | [18 empty] | 0 |  | 0 | [24 empty] | 0
4851446 | U MI CIT | LEVEL 11 | IDF 11-438C | 11-331 | UNIV PATIENT RM | 5 |  | TV4-NC |  |  | TELEVISION |  |  |  | WIRED SPARE |  |  |  | V-NURSING | [11 empty] | NURSE CALL JACK |  |  |  | PATIENT ROOM REVIEW | 2024-08-15 | 11-31 | 3 | 2025-05-19 | [21 empty] | 0 | [18 empty] | 0 |  | 0 | [24 empty] | 0
4851406 | U MI CIT | LEVEL 11 | IDF 11-438C | 11-331B | CLINICAL WORKSTATION | 1 |  | 3 |  |  | WORKSTATION |  |  |  | WIRED SPARE |  |  |  | SPARE | [15 empty] | PATIENT ROOM REVIEW | 2024-08-15 |  | 3 | 2025-05-19 | [17 empty] | WSIU3506 |  |  |  | 0 |  |  |  | 1 | 1 | [12 empty] | 1 | 0 |  | 0 |  |  | 1 | [21 empty] | 0
6635119 | U MI CIT | LEVEL 11 | IDF 11-438C | 11-333 | UNIV ISO PATIENT RM ADA | 1 |  | 3 |  |  | WIRED SPARE |  |  |  | WIRED SPARE |  |  |  | WIRED SPARE | [15 empty] | PATIENT ROOM REVIEW | 2024-08-15 | 11-32 | 3 | 2025-05-19 | [21 empty] | 0 | [18 empty] | 0 |  | 0 | [24 empty] | 0
6635103 | U MI CIT | LEVEL 11 | IDF 11-438C | 11-333 | UNIV ISO PATIENT RM ADA | 2 |  | PM |  |  | PHYSIO MONITOR |  |  |  | PHYSIO MONITOR |  |  |  | SPARE | [7 empty] | CAPSULE P-P |  |  |  | CAPSULE |  |  |  | PATIENT ROOM REVIEW | 2024-08-15 | 11-32 | 3 | 2025-05-19 |  |  |  |  | B-450 | EEG - NATUS | [15 empty] | 0 | [18 empty] | 0 |  | 0 | [24 empty] | 0
6635262 | U MI CIT | LEVEL 11 | IDF 11-438C | 11-333 | UNIV ISO PATIENT RM ADA | 5 |  | TV4-NC |  |  | TELEVISION |  |  |  | WIRED SPARE |  |  |  | V-NURSING | [11 empty] | NURSE CALL JACK |  |  |  | PATIENT ROOM REVIEW | 2024-08-15 | 11-32 | 3 | 2025-05-19 | [21 empty] | 0 | [18 empty] | 0 |  | 0 | [24 empty] | 0
8221048 | U MI CIT | LEVEL 11 | IDF 11-438C | 11-333 | UNIV ISO PATIENT RM ADA | 7 |  | 3 |  |  | WORKSTATION |  |  |  | WIRED SPARE |  |  |  | SPARE | [15 empty] | PATIENT ROOM REVIEW | 2024-08-15 | 11-32 | 3 | 2025-05-19 | [15 empty] | 1 | longest arm to chart and view patient, VESA mount for Dell OptiPlex All-in-One: Starting weight: 16.55 lb (7.51 kg),Weight (maximum): 20.25 lb (9.19 kg),Starting weight, without stand: 12.37 lb (5.61 kg),Weight (maximum), without stand: 13.93 lb (6.32 kg), keyboard, mouse, wireless BCMA scanner Honeywell 1952HHD, | CLPV0137 |  |  |  | 0 |  |  |  | 1 | 1 | [12 empty] | 1 | 0 |  | 0 |  | 1 | 1 | [21 empty] | 0
4851374 | U MI CIT | LEVEL 11 | IDF 11-438C | 11-333B | CLINICAL WORKSTATION | 1 |  | 3 |  |  | WORKSTATION |  |  |  | WIRED SPARE |  |  |  | SPARE | [15 empty] | PATIENT ROOM REVIEW | 2024-08-15 |  | 3 | 2025-05-19 | [17 empty] | WSIU3507 |  |  |  | 0 |  |  |  | 1 | 1 | [12 empty] | 1 | 0 |  | 0 |  |  | 1 | [21 empty] | 0
6634899 | U MI CIT | LEVEL 11 | IDF 11-438C | 11-401 | UNIV PATIENT RM | 1 |  | 3 |  |  | WIRED SPARE |  |  |  | WIRED SPARE |  |  |  | WIRED SPARE | [15 empty] | PATIENT ROOM REVIEW | 2024-08-15 | 11-33 | 3 | 2025-05-19 | [21 empty] | 0 | [18 empty] | 0 |  | 0 | [24 empty] | 0
4851140 | U MI CIT | LEVEL 11 | IDF 11-438C | 11-401 | UNIV PATIENT RM | 2 |  | PM |  |  | PHYSIO MONITOR |  |  |  | PHYSIO MONITOR |  |  |  | SPARE | [7 empty] | CAPSULE P-P |  |  |  | CAPSULE |  |  |  | PATIENT ROOM REVIEW | 2024-08-15 | 11-33 | 3 | 2025-05-19 |  |  |  |  | B-450 | EEG - NATUS | [15 empty] | 0 | [18 empty] | 0 |  | 0 | [24 empty] | 0
4851196 | U MI CIT | LEVEL 11 | IDF 11-438C | 11-401 | UNIV PATIENT RM | 5 |  | TV4-NC |  |  | TELEVISION |  |  |  | WIRED SPARE |  |  |  | V-NURSING | [11 empty] | NURSE CALL JACK |  |  |  | PATIENT ROOM REVIEW | 2024-08-15 | 11-33 | 3 | 2025-05-19 | [21 empty] | 0 | [18 empty] | 0 |  | 0 | [24 empty] | 0
8220985 | U MI CIT | LEVEL 11 | IDF 11-438C | 11-401 | UNIV PATIENT RM | 6 |  | 3 |  |  | WORKSTATION |  |  |  | WIRED SPARE |  |  |  | SPARE | [15 empty] | PATIENT ROOM REVIEW | 2024-08-15 | 11-33 | 3 | 2025-05-19 | [15 empty] | 1 | longest arm to chart and view patient, VESA mount for Dell OptiPlex All-in-One: Starting weight: 16.55 lb (7.51 kg),Weight (maximum): 20.25 lb (9.19 kg),Starting weight, without stand: 12.37 lb (5.61 kg),Weight (maximum), without stand: 13.93 lb (6.32 kg), keyboard, mouse, wireless BCMA scanner Honeywell 1952HHD, | CLPV0139 |  |  |  | 0 |  |  |  | 1 | 1 | [12 empty] | 1 | 0 |  | 0 |  | 1 | 1 | [21 empty] | 0
4851212 | U MI CIT | LEVEL 11 | IDF 11-438C | 11-401B | CLINICAL WORKSTATION | 1 |  | 3 |  |  | WORKSTATION |  |  |  | WIRED SPARE |  |  |  | SPARE | [15 empty] | PATIENT ROOM REVIEW | 2024-08-15 |  | 3 | 2025-05-19 | [17 empty] | WSIU3508 |  |  |  | 0 |  |  |  | 1 | 1 | [12 empty] | 1 | 0 |  | 0 |  |  | 1 | [21 empty] | 0
6634878 | U MI CIT | LEVEL 11 | IDF 11-438C | 11-403 | UNIV PATIENT RM | 1 |  | 3 |  |  | WIRED SPARE |  |  |  | WIRED SPARE |  |  |  | WIRED SPARE | [15 empty] | PATIENT ROOM REVIEW | 2024-08-15 | 11-34 | 3 | 2025-05-19 | [21 empty] | 0 | [18 empty] | 0 |  | 0 | [24 empty] | 0
4851132 | U MI CIT | LEVEL 11 | IDF 11-438C | 11-403 | UNIV PATIENT RM | 2 |  | PM |  |  | PHYSIO MONITOR |  |  |  | PHYSIO MONITOR |  |  |  | SPARE | [7 empty] | CAPSULE P-P |  |  |  | CAPSULE |  |  |  | PATIENT ROOM REVIEW | 2024-08-15 | 11-34 | 3 | 2025-05-19 |  |  |  |  | B-450 | EEG - NATUS | [15 empty] | 0 | [18 empty] | 0 |  | 0 | [24 empty] | 0
4851188 | U MI CIT | LEVEL 11 | IDF 11-438C | 11-403 | UNIV PATIENT RM | 5 |  | TV4-NC |  |  | TELEVISION |  |  |  | WIRED SPARE |  |  |  | V-NURSING | [11 empty] | NURSE CALL JACK |  |  |  | PATIENT ROOM REVIEW | 2024-08-15 | 11-34 | 3 | 2025-05-19 | [21 empty] | 0 | [18 empty] | 0 |  | 0 | [24 empty] | 0
8220996 | U MI CIT | LEVEL 11 | IDF 11-438C | 11-403 | UNIV PATIENT RM | 6 |  | 3 |  |  | WORKSTATION |  |  |  | WIRED SPARE |  |  |  | SPARE | [15 empty] | PATIENT ROOM REVIEW | 2024-08-15 | 11-34 | 3 | 2025-05-19 | [15 empty] | 1 | longest arm to chart and view patient, VESA mount for Dell OptiPlex All-in-One: Starting weight: 16.55 lb (7.51 kg),Weight (maximum): 20.25 lb (9.19 kg),Starting weight, without stand: 12.37 lb (5.61 kg),Weight (maximum), without stand: 13.93 lb (6.32 kg), keyboard, mouse, wireless BCMA scanner Honeywell 1952HHD, | CLPV0140 |  |  |  | 0 |  |  |  | 1 | 1 | [12 empty] | 1 | 0 |  | 0 |  | 1 | 1 | [21 empty] | 0
4851204 | U MI CIT | LEVEL 11 | IDF 11-438C | 11-403B | CLINICAL WORKSTATION | 1 |  | 3 |  |  | WORKSTATION |  |  |  | WIRED SPARE |  |  |  | SPARE | [15 empty] | PATIENT ROOM REVIEW | 2024-08-15 |  | 3 | 2025-05-19 | [17 empty] | WSIU3509 |  |  |  | 0 |  |  |  | 1 | 1 | [12 empty] | 1 | 0 |  | 0 |  |  | 1 | [21 empty] | 0
6634857 | U MI CIT | LEVEL 11 | IDF 11-438C | 11-405 | UNIV PATIENT RM | 1 |  | 3 |  |  | WIRED SPARE |  |  |  | WIRED SPARE |  |  |  | WIRED SPARE | [15 empty] | PATIENT ROOM REVIEW | 2024-08-15 | 11-35 | 3 | 2025-05-19 | [21 empty] | 0 | [18 empty] | 0 |  | 0 | [24 empty] | 0
4851124 | U MI CIT | LEVEL 11 | IDF 11-438C | 11-405 | UNIV PATIENT RM | 2 |  | PM |  |  | PHYSIO MONITOR |  |  |  | PHYSIO MONITOR |  |  |  | SPARE | [7 empty] | CAPSULE P-P |  |  |  | CAPSULE |  |  |  | PATIENT ROOM REVIEW | 2024-08-15 | 11-35 | 3 | 2025-05-19 |  |  |  |  | B-450 | EEG - NATUS | [15 empty] | 0 | [18 empty] | 0 |  | 0 | [24 empty] | 0
4851180 | U MI CIT | LEVEL 11 | IDF 11-438C | 11-405 | UNIV PATIENT RM | 5 |  | TV4-NC |  |  | TELEVISION |  |  |  | WIRED SPARE |  |  |  | V-NURSING | [11 empty] | NURSE CALL JACK |  |  |  | PATIENT ROOM REVIEW | 2024-08-15 | 11-35 | 3 | 2025-05-19 | [21 empty] | 0 | [18 empty] | 0 |  | 0 | [24 empty] | 0
8221004 | U MI CIT | LEVEL 11 | IDF 11-438C | 11-405 | UNIV PATIENT RM | 6 |  | 3 |  |  | WORKSTATION |  |  |  | WIRED SPARE |  |  |  | SPARE | [15 empty] | PATIENT ROOM REVIEW | 2024-08-15 | 11-35 | 3 | 2025-05-19 | [15 empty] | 1 | longest arm to chart and view patient, VESA mount for Dell OptiPlex All-in-One: Starting weight: 16.55 lb (7.51 kg),Weight (maximum): 20.25 lb (9.19 kg),Starting weight, without stand: 12.37 lb (5.61 kg),Weight (maximum), without stand: 13.93 lb (6.32 kg), keyboard, mouse, wireless BCMA scanner Honeywell 1952HHD, | CLPV0141 |  |  |  | 0 |  |  |  | 1 | 1 | [12 empty] | 1 | 0 |  | 0 |  | 1 | 1 | [21 empty] | 0
4851220 | U MI CIT | LEVEL 11 | IDF 11-438C | 11-405B | CLINICAL WORKSTATION | 1 |  | 3 |  |  | WORKSTATION |  |  |  | WIRED SPARE |  |  |  | SPARE | [15 empty] | PATIENT ROOM REVIEW | 2024-08-15 |  | 3 | 2025-05-19 | [17 empty] | WSIU3510 |  |  |  | 0 |  |  |  | 1 | 1 | [12 empty] | 1 | 0 |  | 0 |  |  | 1 | [21 empty] | 0
6634836 | U MI CIT | LEVEL 11 | IDF 11-438C | 11-407 | UNIV PATIENT RM | 1 |  | 3 |  |  | WIRED SPARE |  |  |  | WIRED SPARE |  |  |  | WIRED SPARE | [15 empty] | PATIENT ROOM REVIEW | 2024-08-15 | 11-36 | 3 | 2025-05-19 | [21 empty] | 0 | [18 empty] | 0 |  | 0 | [24 empty] | 0
4851116 | U MI CIT | LEVEL 11 | IDF 11-438C | 11-407 | UNIV PATIENT RM | 2 |  | PM |  |  | PHYSIO MONITOR |  |  |  | PHYSIO MONITOR |  |  |  | SPARE | [7 empty] | CAPSULE P-P |  |  |  | CAPSULE |  |  |  | PATIENT ROOM REVIEW | 2024-08-15 | 11-36 | 3 | 2025-05-19 |  |  |  |  | B-450 | EEG - NATUS | [15 empty] | 0 | [18 empty] | 0 |  | 0 | [24 empty] | 0
4851172 | U MI CIT | LEVEL 11 | IDF 11-438C | 11-407 | UNIV PATIENT RM | 5 |  | TV4-NC |  |  | TELEVISION |  |  |  | WIRED SPARE |  |  |  | V-NURSING | [11 empty] | NURSE CALL JACK |  |  |  | PATIENT ROOM REVIEW | 2024-08-15 | 11-36 | 3 | 2025-05-19 | [21 empty] | 0 | [18 empty] | 0 |  | 0 | [24 empty] | 0
8221012 | U MI CIT | LEVEL 11 | IDF 11-438C | 11-407 | UNIV PATIENT RM | 6 |  | 3 |  |  | WORKSTATION |  |  |  | WIRED SPARE |  |  |  | SPARE | [15 empty] | PATIENT ROOM REVIEW | 2024-08-15 | 11-36 | 3 | 2025-05-19 | [15 empty] | 1 | longest arm to chart and view patient, VESA mount for Dell OptiPlex All-in-One: Starting weight: 16.55 lb (7.51 kg),Weight (maximum): 20.25 lb (9.19 kg),Starting weight, without stand: 12.37 lb (5.61 kg),Weight (maximum), without stand: 13.93 lb (6.32 kg), keyboard, mouse, wireless BCMA scanner Honeywell 1952HHD, | CLPV0142 |  |  |  | 0 |  |  |  | 1 | 1 | [12 empty] | 1 | 0 |  | 0 |  | 1 | 1 | [21 empty] | 0
4851228 | U MI CIT | LEVEL 11 | IDF 11-438C | 11-407B | CLINICAL WORKSTATION | 1 |  | 3 |  |  | WORKSTATION |  |  |  | WIRED SPARE |  |  |  | SPARE | [15 empty] | PATIENT ROOM REVIEW | 2024-08-15 |  | 3 | 2025-05-19 | [17 empty] | WSIU3511 |  |  |  | 0 |  |  |  | 1 | 1 | [12 empty] | 1 | 0 |  | 0 |  |  | 1 | [21 empty] | 0
6634815 | U MI CIT | LEVEL 11 | IDF 11-438C | 11-409 | UNIV PATIENT RM | 1 |  | 3 |  |  | WIRED SPARE |  |  |  | WIRED SPARE |  |  |  | WIRED SPARE | [15 empty] | PATIENT ROOM REVIEW | 2024-08-15 | 11-37 | 3 | 2025-05-19 | [21 empty] | 0 | [18 empty] | 0 |  | 0 | [24 empty] | 0
4851108 | U MI CIT | LEVEL 11 | IDF 11-438C | 11-409 | UNIV PATIENT RM | 3 |  | PM |  |  | PHYSIO MONITOR |  |  |  | PHYSIO MONITOR |  |  |  | SPARE | [7 empty] | CAPSULE P-P |  |  |  | CAPSULE |  |  |  | PATIENT ROOM REVIEW | 2024-08-15 | 11-37 | 3 | 2025-05-19 |  |  |  |  | B-450 | EEG - NATUS | [15 empty] | 0 | [18 empty] | 0 |  | 0 | [24 empty] | 0
4851164 | U MI CIT | LEVEL 11 | IDF 11-438C | 11-409 | UNIV PATIENT RM | 5 |  | TV4-NC |  |  | TELEVISION |  |  |  | WIRED SPARE |  |  |  | V-NURSING | [11 empty] | NURSE CALL JACK |  |  |  | PATIENT ROOM REVIEW | 2024-08-15 | 11-37 | 3 | 2025-05-19 | [21 empty] | 0 | [18 empty] | 0 |  | 0 | [24 empty] | 0
8221020 | U MI CIT | LEVEL 11 | IDF 11-438C | 11-409 | UNIV PATIENT RM | 6 |  | 3 |  |  | WORKSTATION |  |  |  | WIRED SPARE |  |  |  | SPARE | [15 empty] | PATIENT ROOM REVIEW | 2024-08-15 | 11-37 | 3 | 2025-05-19 | [15 empty] | 1 | longest arm to chart and view patient, VESA mount for Dell OptiPlex All-in-One: Starting weight: 16.55 lb (7.51 kg),Weight (maximum): 20.25 lb (9.19 kg),Starting weight, without stand: 12.37 lb (5.61 kg),Weight (maximum), without stand: 13.93 lb (6.32 kg), keyboard, mouse, wireless BCMA scanner Honeywell 1952HHD, | CLPV0143 |  |  |  | 0 |  |  |  | 1 | 1 | [12 empty] | 1 | 0 |  | 0 |  | 1 | 1 | [21 empty] | 0
4851236 | U MI CIT | LEVEL 11 | IDF 11-438C | 11-409B | CLINICAL WORKSTATION | 1 |  | 3 |  |  | WORKSTATION |  |  |  | WIRED SPARE |  |  |  | SPARE | [15 empty] | PATIENT ROOM REVIEW | 2024-08-15 |  | 3 | 2025-05-19 | [17 empty] | WSIU3512 |  |  |  | 0 |  |  |  | 1 | 1 | [12 empty] | 1 | 0 |  | 0 |  |  | 1 | [21 empty] | 0
6634794 | U MI CIT | LEVEL 11 | IDF 11-438C | 11-411 | UNIV PATIENT RM | 1 |  | 3 |  |  | WIRED SPARE |  |  |  | WIRED SPARE |  |  |  | WIRED SPARE | [15 empty] | PATIENT ROOM REVIEW | 2024-08-15 | 11-38 | 3 | 2025-05-19 | [21 empty] | 0 | [18 empty] | 0 |  | 0 | [24 empty] | 0
4851100 | U MI CIT | LEVEL 11 | IDF 11-438C | 11-411 | UNIV PATIENT RM | 2 |  | PM |  |  | PHYSIO MONITOR |  |  |  | PHYSIO MONITOR |  |  |  | SPARE | [7 empty] | CAPSULE P-P |  |  |  | CAPSULE |  |  |  | PATIENT ROOM REVIEW | 2024-08-15 | 11-38 | 3 | 2025-05-19 |  |  |  |  | B-450 | EEG - NATUS | [15 empty] | 0 | [18 empty] | 0 |  | 0 | [24 empty] | 0
4851156 | U MI CIT | LEVEL 11 | IDF 11-438C | 11-411 | UNIV PATIENT RM | 5 |  | TV4-NC |  |  | TELEVISION |  |  |  | WIRED SPARE |  |  |  | V-NURSING | [11 empty] | NURSE CALL JACK |  |  |  | PATIENT ROOM REVIEW | 2024-08-15 | 11-38 | 3 | 2025-05-19 | [21 empty] | 0 | [18 empty] | 0 |  | 0 | [24 empty] | 0
8221028 | U MI CIT | LEVEL 11 | IDF 11-438C | 11-411 | UNIV PATIENT RM | 6 |  | 3 |  |  | WORKSTATION |  |  |  | WIRED SPARE |  |  |  | SPARE | [15 empty] | PATIENT ROOM REVIEW | 2024-08-15 | 11-38 | 3 | 2025-05-19 | [15 empty] | 1 | longest arm to chart and view patient, VESA mount for Dell OptiPlex All-in-One: Starting weight: 16.55 lb (7.51 kg),Weight (maximum): 20.25 lb (9.19 kg),Starting weight, without stand: 12.37 lb (5.61 kg),Weight (maximum), without stand: 13.93 lb (6.32 kg), keyboard, mouse, wireless BCMA scanner Honeywell 1952HHD, | CLPV0144 |  |  |  | 0 |  |  |  | 1 | 1 | [12 empty] | 1 | 0 |  | 0 |  | 1 | 1 | [21 empty] | 0
4851244 | U MI CIT | LEVEL 11 | IDF 11-438C | 11-411B | CLINICAL WORKSTATION | 1 |  | 3 |  |  | WORKSTATION |  |  |  | WIRED SPARE |  |  |  | SPARE | [15 empty] | PATIENT ROOM REVIEW | 2024-08-15 |  | 3 | 2025-05-19 | [17 empty] | WSIU3513 |  |  |  | 0 |  |  |  | 1 | 1 | [12 empty] | 1 | 0 |  | 0 |  |  | 1 | [21 empty] | 0
6634744 | U MI CIT | LEVEL 11 | IDF 11-438C | 11-413 | UNIV PATIENT RM ADA | 1 |  | 3 |  |  | WIRED SPARE |  |  |  | WIRED SPARE |  |  |  | WIRED SPARE | [15 empty] | PATIENT ROOM REVIEW | 2024-08-15 | 11-39 | 3 | 2025-05-19 | [21 empty] | 0 | [18 empty] | 0 |  | 0 | [24 empty] | 0
4851092 | U MI CIT | LEVEL 11 | IDF 11-438C | 11-413 | UNIV PATIENT RM ADA | 2 |  | PM |  |  | PHYSIO MONITOR |  |  |  | PHYSIO MONITOR |  |  |  | SPARE | [7 empty] | CAPSULE P-P |  |  |  | CAPSULE |  |  |  | PATIENT ROOM REVIEW | 2024-08-15 | 11-39 | 3 | 2025-05-19 |  |  |  |  | B-450 | EEG - NATUS | [15 empty] | 0 | [18 empty] | 0 |  | 0 | [24 empty] | 0
4851148 | U MI CIT | LEVEL 11 | IDF 11-438C | 11-413 | UNIV PATIENT RM ADA | 5 |  | TV4-NC |  |  | TELEVISION |  |  |  | WIRED SPARE |  |  |  | V-NURSING | [11 empty] | NURSE CALL JACK |  |  |  | PATIENT ROOM REVIEW | 2024-08-15 | 11-39 | 3 | 2025-05-19 | [21 empty] | 0 | [18 empty] | 0 |  | 0 | [24 empty] | 0
8221036 | U MI CIT | LEVEL 11 | IDF 11-438C | 11-413 | UNIV PATIENT RM ADA | 6 |  | 3 |  |  | WORKSTATION |  |  |  | WIRED SPARE |  |  |  | SPARE | [15 empty] | PATIENT ROOM REVIEW | 2024-08-15 | 11-39 | 3 | 2025-05-19 | [15 empty] | 1 | longest arm to chart and view patient, VESA mount for Dell OptiPlex All-in-One: Starting weight: 16.55 lb (7.51 kg),Weight (maximum): 20.25 lb (9.19 kg),Starting weight, without stand: 12.37 lb (5.61 kg),Weight (maximum), without stand: 13.93 lb (6.32 kg), keyboard, mouse, wireless BCMA scanner Honeywell 1952HHD, | CLPV0154 |  |  |  | 0 |  |  |  | 1 | 1 | [12 empty] | 1 | 0 |  | 0 |  | 1 | 1 | [21 empty] | 0
4851252 | U MI CIT | LEVEL 11 | IDF 11-438C | 11-413B | CLINICAL WORKSTATION | 1 |  | 3 |  |  | WORKSTATION |  |  |  | WIRED SPARE |  |  |  | SPARE | [15 empty] | PATIENT ROOM REVIEW | 2024-08-15 |  | 3 | 2025-05-19 | [17 empty] | WSIU3514 |  |  |  | 0 |  |  |  | 1 | 1 | [12 empty] | 1 | 0 |  | 0 |  |  | 1 | [21 empty] | 0
4852321 | U MI CIT | LEVEL 11 | IDF 11-438C | 11-501 | UNIV ISO PATIENT RM | 1 |  | 3 |  |  | WIRED SPARE |  |  |  | WIRED SPARE |  |  |  | WIRED SPARE | [15 empty] | PATIENT ROOM REVIEW | 2024-08-15 | 11-40 | 3 | 2025-05-19 | [21 empty] | 0 | [18 empty] | 0 |  | 0 | [24 empty] | 0
4852329 | U MI CIT | LEVEL 11 | IDF 11-438C | 11-501 | UNIV ISO PATIENT RM | 2 |  | PM |  |  | PHYSIO MONITOR |  |  |  | PHYSIO MONITOR |  |  |  | SPARE | [7 empty] | CAPSULE P-P |  |  |  | CAPSULE |  |  |  | PATIENT ROOM REVIEW | 2024-08-15 | 11-40 | 3 | 2025-05-19 |  |  |  |  | B-450 | EEG - NATUS | [15 empty] | 0 | [18 empty] | 0 |  | 0 | [24 empty] | 0
4852297 | U MI CIT | LEVEL 11 | IDF 11-438C | 11-501 | UNIV ISO PATIENT RM | 5 |  | TV4-NC |  |  | TELEVISION |  |  |  | WIRED SPARE |  |  |  | V-NURSING | [11 empty] | NURSE CALL JACK |  |  |  | PATIENT ROOM REVIEW | 2024-08-15 | 11-40 | 3 | 2025-05-19 | [21 empty] | 0 | [18 empty] | 0 |  | 0 | [24 empty] | 0
8221130 | U MI CIT | LEVEL 11 | IDF 11-438C | 11-501 | UNIV ISO PATIENT RM | 6 |  | 3 |  |  | WORKSTATION |  |  |  | WIRED SPARE |  |  |  | SPARE | [15 empty] | PATIENT ROOM REVIEW | 2024-08-15 | 11-40 | 3 | 2025-05-19 | [15 empty] | 1 | longest arm to chart and view patient, VESA mount for Dell OptiPlex All-in-One: Starting weight: 16.55 lb (7.51 kg),Weight (maximum): 20.25 lb (9.19 kg),Starting weight, without stand: 12.37 lb (5.61 kg),Weight (maximum), without stand: 13.93 lb (6.32 kg), keyboard, mouse, wireless BCMA scanner Honeywell 1952HHD, | CLPV0136 |  |  |  | 0 |  |  |  | 1 | 1 | [12 empty] | 1 | 0 |  | 0 |  | 1 | 1 | [21 empty] | 0
4852354 | U MI CIT | LEVEL 11 | IDF 11-438C | 11-501B | CLINICAL WORKSTATION | 1 |  | 3 |  |  | WORKSTATION |  |  |  | WIRED SPARE |  |  |  | SPARE | [15 empty] | PATIENT ROOM REVIEW | 2024-08-15 |  | 3 | 2025-05-19 | [17 empty] | WSIU3515 |  |  |  | 0 |  |  |  | 1 | 1 | [12 empty] | 1 | 0 |  | 0 |  |  | 1 | [21 empty] | 0
4852273 | U MI CIT | LEVEL 11 | IDF 11-438C | 11-503 | UNIV PATIENT RM | 1 |  | 3 |  |  | WIRED SPARE |  |  |  | WIRED SPARE |  |  |  | WIRED SPARE | [15 empty] | PATIENT ROOM REVIEW | 2024-08-15 | 11-41 | 3 | 2025-05-19 | [21 empty] | 0 | [18 empty] | 0 |  | 0 | [24 empty] | 0
4852281 | U MI CIT | LEVEL 11 | IDF 11-438C | 11-503 | UNIV PATIENT RM | 2 |  | PM |  |  | PHYSIO MONITOR |  |  |  | PHYSIO MONITOR |  |  |  | SPARE | [7 empty] | CAPSULE P-P |  |  |  | CAPSULE |  |  |  | PATIENT ROOM REVIEW | 2024-08-15 | 11-41 | 3 | 2025-05-19 |  |  |  |  | B-450 | EEG - NATUS | [15 empty] | 0 | [18 empty] | 0 |  | 0 | [24 empty] | 0
4852249 | U MI CIT | LEVEL 11 | IDF 11-438C | 11-503 | UNIV PATIENT RM | 5 |  | TV4-NC |  |  | TELEVISION |  |  |  | WIRED SPARE |  |  |  | V-NURSING | [11 empty] | NURSE CALL JACK |  |  |  | PATIENT ROOM REVIEW | 2024-08-15 | 11-41 | 3 | 2025-05-19 | [21 empty] | 0 | [18 empty] | 0 |  | 0 | [24 empty] | 0
8221138 | U MI CIT | LEVEL 11 | IDF 11-438C | 11-503 | UNIV PATIENT RM | 6 |  | 3 |  |  | WORKSTATION |  |  |  | WIRED SPARE |  |  |  | SPARE | [15 empty] | PATIENT ROOM REVIEW | 2024-08-15 | 11-41 | 3 | 2025-05-19 | [15 empty] | 1 | longest arm to chart and view patient, VESA mount for Dell OptiPlex All-in-One: Starting weight: 16.55 lb (7.51 kg),Weight (maximum): 20.25 lb (9.19 kg),Starting weight, without stand: 12.37 lb (5.61 kg),Weight (maximum), without stand: 13.93 lb (6.32 kg), keyboard, mouse, wireless BCMA scanner Honeywell 1952HHD, | CLPV0145 |  |  |  | 0 |  |  |  | 1 | 1 | [12 empty] | 1 | 0 |  | 0 |  | 1 | 1 | [21 empty] | 0
4852346 | U MI CIT | LEVEL 11 | IDF 11-438C | 11-503B | CLINICAL WORKSTATION | 1 |  | 3 |  |  | WORKSTATION |  |  |  | WIRED SPARE |  |  |  | SPARE | [15 empty] | PATIENT ROOM REVIEW | 2024-08-15 |  | 3 | 2025-05-19 | [17 empty] | WSIU3516 |  |  |  | 0 |  |  |  | 1 | 1 | [12 empty] | 1 | 0 |  | 0 |  |  | 1 | [21 empty] | 0
4852225 | U MI CIT | LEVEL 11 | IDF 11-438C | 11-505 | UNIV PATIENT RM | 1 |  | 3 |  |  | WIRED SPARE |  |  |  | WIRED SPARE |  |  |  | WIRED SPARE | [15 empty] | PATIENT ROOM REVIEW | 2024-08-15 | 11-42 | 3 | 2025-05-19 | [21 empty] | 0 | [18 empty] | 0 |  | 0 | [24 empty] | 0
4852233 | U MI CIT | LEVEL 11 | IDF 11-438C | 11-505 | UNIV PATIENT RM | 2 |  | PM |  |  | PHYSIO MONITOR |  |  |  | PHYSIO MONITOR |  |  |  | SPARE | [7 empty] | CAPSULE P-P |  |  |  | CAPSULE |  |  |  | PATIENT ROOM REVIEW | 2024-08-15 | 11-42 | 3 | 2025-05-19 |  |  |  |  | B-450 | EEG - NATUS | [15 empty] | 0 | [18 empty] | 0 |  | 0 | [24 empty] | 0
4852201 | U MI CIT | LEVEL 11 | IDF 11-438C | 11-505 | UNIV PATIENT RM | 5 |  | TV4-NC |  |  | TELEVISION |  |  |  | WIRED SPARE |  |  |  | V-NURSING | [11 empty] | NURSE CALL JACK |  |  |  | PATIENT ROOM REVIEW | 2024-08-15 | 11-42 | 3 | 2025-05-19 | [21 empty] | 0 | [18 empty] | 0 |  | 0 | [24 empty] | 0
8221146 | U MI CIT | LEVEL 11 | IDF 11-438C | 11-505 | UNIV PATIENT RM | 6 |  | 3 |  |  | WORKSTATION |  |  |  | WIRED SPARE |  |  |  | SPARE | [15 empty] | PATIENT ROOM REVIEW | 2024-08-15 | 11-42 | 3 | 2025-05-19 | [15 empty] | 1 | longest arm to chart and view patient, VESA mount for Dell OptiPlex All-in-One: Starting weight: 16.55 lb (7.51 kg),Weight (maximum): 20.25 lb (9.19 kg),Starting weight, without stand: 12.37 lb (5.61 kg),Weight (maximum), without stand: 13.93 lb (6.32 kg), keyboard, mouse, wireless BCMA scanner Honeywell 1952HHD, | CLPV0146 |  |  |  | 0 |  |  |  | 1 | 1 | [12 empty] | 1 | 0 |  | 0 |  | 1 | 1 | [21 empty] | 0
4851952 | U MI CIT | LEVEL 11 | IDF 11-438C | 11-505B | CLINICAL WORKSTATION | 1 |  | 3 |  |  | WORKSTATION |  |  |  | WIRED SPARE |  |  |  | SPARE | [15 empty] | PATIENT ROOM REVIEW | 2024-08-15 |  | 3 | 2025-05-19 | [17 empty] | WSIU3517 |  |  |  | 0 |  |  |  | 1 | 1 | [12 empty] | 1 | 0 |  | 0 |  |  | 1 | [21 empty] | 0
4852177 | U MI CIT | LEVEL 11 | IDF 11-438C | 11-507 | UNIV PATIENT RM | 1 |  | 3 |  |  | WIRED SPARE |  |  |  | WIRED SPARE |  |  |  | WIRED SPARE | [15 empty] | PATIENT ROOM REVIEW | 2024-08-15 | 11-43 | 3 | 2025-05-19 | [21 empty] | 0 | [18 empty] | 0 |  | 0 | [24 empty] | 0
4852185 | U MI CIT | LEVEL 11 | IDF 11-438C | 11-507 | UNIV PATIENT RM | 2 |  | PM |  |  | PHYSIO MONITOR |  |  |  | PHYSIO MONITOR |  |  |  | SPARE | [7 empty] | CAPSULE P-P |  |  |  | CAPSULE |  |  |  | PATIENT ROOM REVIEW | 2024-08-15 | 11-43 | 3 | 2025-05-19 |  |  |  |  | B-450 | EEG - NATUS | [15 empty] | 0 | [18 empty] | 0 |  | 0 | [24 empty] | 0
4852153 | U MI CIT | LEVEL 11 | IDF 11-438C | 11-507 | UNIV PATIENT RM | 5 |  | TV4-NC |  |  | TELEVISION |  |  |  | WIRED SPARE |  |  |  | V-NURSING | [11 empty] | NURSE CALL JACK |  |  |  | PATIENT ROOM REVIEW | 2024-08-15 | 11-43 | 3 | 2025-05-19 | [21 empty] | 0 | [18 empty] | 0 |  | 0 | [24 empty] | 0
8221154 | U MI CIT | LEVEL 11 | IDF 11-438C | 11-507 | UNIV PATIENT RM | 6 |  | 3 |  |  | WORKSTATION |  |  |  | WIRED SPARE |  |  |  | SPARE | [15 empty] | PATIENT ROOM REVIEW | 2024-08-15 | 11-43 | 3 | 2025-05-19 | [15 empty] | 1 | longest arm to chart and view patient, VESA mount for Dell OptiPlex All-in-One: Starting weight: 16.55 lb (7.51 kg),Weight (maximum): 20.25 lb (9.19 kg),Starting weight, without stand: 12.37 lb (5.61 kg),Weight (maximum), without stand: 13.93 lb (6.32 kg), keyboard, mouse, wireless BCMA scanner Honeywell 1952HHD, | CLPV0147 |  |  |  | 0 |  |  |  | 1 | 1 | [12 empty] | 1 | 0 |  | 0 |  | 1 | 1 | [21 empty] | 0
4851944 | U MI CIT | LEVEL 11 | IDF 11-438C | 11-507B | CLINICAL WORKSTATION | 1 |  | 3 |  |  | WORKSTATION |  |  |  | WIRED SPARE |  |  |  | SPARE | [15 empty] | PATIENT ROOM REVIEW | 2024-08-15 |  | 3 | 2025-05-19 | [17 empty] | WSIU3518 |  |  |  | 0 |  |  |  | 1 | 1 | [12 empty] | 1 | 0 |  | 0 |  |  | 1 | [21 empty] | 0
4852129 | U MI CIT | LEVEL 11 | IDF 11-438C | 11-509 | UNIV PATIENT RM | 1 |  | 3 |  |  | WIRED SPARE |  |  |  | WIRED SPARE |  |  |  | WIRED SPARE | [15 empty] | PATIENT ROOM REVIEW | 2024-08-15 | 11-44 | 3 | 2025-05-19 | [21 empty] | 0 | [18 empty] | 0 |  | 0 | [24 empty] | 0
4852137 | U MI CIT | LEVEL 11 | IDF 11-438C | 11-509 | UNIV PATIENT RM | 2 |  | PM |  |  | PHYSIO MONITOR |  |  |  | PHYSIO MONITOR |  |  |  | SPARE | [7 empty] | CAPSULE P-P |  |  |  | CAPSULE |  |  |  | PATIENT ROOM REVIEW | 2024-08-15 | 11-44 | 3 | 2025-05-19 |  |  |  |  | B-450 | EEG - NATUS | [15 empty] | 0 | [18 empty] | 0 |  | 0 | [24 empty] | 0
4852105 | U MI CIT | LEVEL 11 | IDF 11-438C | 11-509 | UNIV PATIENT RM | 5 |  | TV4-NC |  |  | TELEVISION |  |  |  | WIRED SPARE |  |  |  | V-NURSING | [11 empty] | NURSE CALL JACK |  |  |  | PATIENT ROOM REVIEW | 2024-08-15 | 11-44 | 3 | 2025-05-19 | [21 empty] | 0 | [18 empty] | 0 |  | 0 | [24 empty] | 0
8221162 | U MI CIT | LEVEL 11 | IDF 11-438C | 11-509 | UNIV PATIENT RM | 6 |  | 3 |  |  | WORKSTATION |  |  |  | WIRED SPARE |  |  |  | SPARE | [15 empty] | PATIENT ROOM REVIEW | 2024-08-15 | 11-44 | 3 | 2025-05-19 | [15 empty] | 1 | longest arm to chart and view patient, VESA mount for Dell OptiPlex All-in-One: Starting weight: 16.55 lb (7.51 kg),Weight (maximum): 20.25 lb (9.19 kg),Starting weight, without stand: 12.37 lb (5.61 kg),Weight (maximum), without stand: 13.93 lb (6.32 kg), keyboard, mouse, wireless BCMA scanner Honeywell 1952HHD, | CLPV0148 |  |  |  | 0 |  |  |  | 1 | 1 | [12 empty] | 1 | 0 |  | 0 |  | 1 | 1 | [21 empty] | 0
4851936 | U MI CIT | LEVEL 11 | IDF 11-438C | 11-509B | CLINICAL WORKSTATION | 1 |  | 3 |  |  | WORKSTATION |  |  |  | WIRED SPARE |  |  |  | SPARE | [15 empty] | PATIENT ROOM REVIEW | 2024-08-15 |  | 3 | 2025-05-19 | [17 empty] | WSIU3519 |  |  |  | 0 |  |  |  | 1 | 1 | [12 empty] | 1 | 0 |  | 0 |  |  | 1 | [21 empty] | 0
4852081 | U MI CIT | LEVEL 11 | IDF 11-438C | 11-511 | UNIV PATIENT RM | 1 |  | 3 |  |  | WIRED SPARE |  |  |  | WIRED SPARE |  |  |  | WIRED SPARE | [15 empty] | PATIENT ROOM REVIEW | 2024-08-15 | 11-45 | 3 | 2025-05-19 | [21 empty] | 0 | [18 empty] | 0 |  | 0 | [24 empty] | 0
4852089 | U MI CIT | LEVEL 11 | IDF 11-438C | 11-511 | UNIV PATIENT RM | 2 |  | PM |  |  | PHYSIO MONITOR |  |  |  | PHYSIO MONITOR |  |  |  | SPARE | [7 empty] | CAPSULE P-P |  |  |  | CAPSULE |  |  |  | PATIENT ROOM REVIEW | 2024-08-15 | 11-45 | 3 | 2025-05-19 |  |  |  |  | B-450 | EEG - NATUS | [15 empty] | 0 | [18 empty] | 0 |  | 0 | [24 empty] | 0
4852057 | U MI CIT | LEVEL 11 | IDF 11-438C | 11-511 | UNIV PATIENT RM | 5 |  | TV4-NC |  |  | TELEVISION |  |  |  | WIRED SPARE |  |  |  | V-NURSING | [11 empty] | NURSE CALL JACK |  |  |  | PATIENT ROOM REVIEW | 2024-08-15 | 11-45 | 3 | 2025-05-19 | [21 empty] | 0 | [18 empty] | 0 |  | 0 | [24 empty] | 0
8221170 | U MI CIT | LEVEL 11 | IDF 11-438C | 11-511 | UNIV PATIENT RM | 6 |  | 3 |  |  | WORKSTATION |  |  |  | WIRED SPARE |  |  |  | SPARE | [15 empty] | PATIENT ROOM REVIEW | 2024-08-15 | 11-45 | 3 | 2025-05-19 | [15 empty] | 1 | longest arm to chart and view patient, VESA mount for Dell OptiPlex All-in-One: Starting weight: 16.55 lb (7.51 kg),Weight (maximum): 20.25 lb (9.19 kg),Starting weight, without stand: 12.37 lb (5.61 kg),Weight (maximum), without stand: 13.93 lb (6.32 kg), keyboard, mouse, wireless BCMA scanner Honeywell 1952HHD, | CLPV0149 |  |  |  | 0 |  |  |  | 1 | 1 | [12 empty] | 1 | 0 |  | 0 |  | 1 | 1 | [21 empty] | 0
4851928 | U MI CIT | LEVEL 11 | IDF 11-438C | 11-511B | CLINICAL WORKSTATION | 1 |  | 3 |  |  | WORKSTATION |  |  |  | WIRED SPARE |  |  |  | SPARE | [15 empty] | PATIENT ROOM REVIEW | 2024-08-15 |  | 3 | 2025-05-19 | [17 empty] | WSIU3520 |  |  |  | 0 |  |  |  | 1 | 1 | [12 empty] | 1 | 0 |  | 0 |  |  | 1 | [21 empty] | 0
4852033 | U MI CIT | LEVEL 11 | IDF 11-334C | 11-513 | UNIV PATIENT RM | 1 |  | 3 |  |  | WIRED SPARE |  |  |  | WIRED SPARE |  |  |  | WIRED SPARE | [15 empty] | PATIENT ROOM REVIEW | 2024-08-15 | 11-46 | 3 | 2025-05-19 | [21 empty] | 0 | [18 empty] | 0 |  | 0 | [24 empty] | 0
4852041 | U MI CIT | LEVEL 11 | IDF 11-334C | 11-513 | UNIV PATIENT RM | 2 |  | PM |  |  | PHYSIO MONITOR |  |  |  | PHYSIO MONITOR |  |  |  | SPARE | [7 empty] | CAPSULE P-P |  |  |  | CAPSULE |  |  |  | PATIENT ROOM REVIEW | 2024-08-15 | 11-46 | 3 | 2025-05-19 |  |  |  |  | B-450 | EEG - NATUS | [15 empty] | 0 | [18 empty] | 0 |  | 0 | [24 empty] | 0
4852009 | U MI CIT | LEVEL 11 | IDF 11-334C | 11-513 | UNIV PATIENT RM | 5 |  | TV4-NC |  |  | TELEVISION |  |  |  | WIRED SPARE |  |  |  | V-NURSING | [11 empty] | NURSE CALL JACK |  |  |  | PATIENT ROOM REVIEW | 2024-08-15 | 11-46 | 3 | 2025-05-19 | [21 empty] | 0 | [18 empty] | 0 |  | 0 | [24 empty] | 0
8221178 | U MI CIT | LEVEL 11 | IDF 11-334C | 11-513 | UNIV PATIENT RM | 6 |  | 3 |  |  | WORKSTATION |  |  |  | WIRED SPARE |  |  |  | SPARE | [15 empty] | PATIENT ROOM REVIEW | 2024-08-15 | 11-46 | 3 | 2025-05-19 | [15 empty] | 1 | longest arm to chart and view patient, VESA mount for Dell OptiPlex All-in-One: Starting weight: 16.55 lb (7.51 kg),Weight (maximum): 20.25 lb (9.19 kg),Starting weight, without stand: 12.37 lb (5.61 kg),Weight (maximum), without stand: 13.93 lb (6.32 kg), keyboard, mouse, wireless BCMA scanner Honeywell 1952HHD, | CLPV0150 |  |  |  | 0 |  |  |  | 1 | 1 | [12 empty] | 1 | 0 |  | 0 |  | 1 | 1 | [21 empty] | 0
4851920 | U MI CIT | LEVEL 11 | IDF 11-334C | 11-513B | CLINICAL WORKSTATION | 1 |  | 3 |  |  | WORKSTATION |  |  |  | WIRED SPARE |  |  |  | SPARE | [15 empty] | PATIENT ROOM REVIEW | 2024-08-15 |  | 3 | 2025-05-19 | [17 empty] | WSIU3521 |  |  |  | 0 |  |  |  | 1 | 1 | [12 empty] | 1 | 0 |  | 0 |  |  | 1 | [21 empty] | 0
4851985 | U MI CIT | LEVEL 11 | IDF 11-334C | 11-515 | UNIV PATIENT RM | 1 |  | 3 |  |  | WIRED SPARE |  |  |  | WIRED SPARE |  |  |  | WIRED SPARE | [15 empty] | PATIENT ROOM REVIEW | 2024-08-15 | 11-47 | 3 | 2025-05-19 | [21 empty] | 0 | [18 empty] | 0 |  | 0 | [24 empty] | 0
8221186 | U MI CIT | LEVEL 11 | IDF 11-334C | 11-515 | UNIV PATIENT RM | 6 |  | 3 |  |  | WORKSTATION |  |  |  | WIRED SPARE |  |  |  | SPARE | [15 empty] | PATIENT ROOM REVIEW | 2024-08-15 | 11-47 | 3 | 2025-05-19 | [15 empty] | 1 | longest arm to chart and view patient, VESA mount for Dell OptiPlex All-in-One: Starting weight: 16.55 lb (7.51 kg),Weight (maximum): 20.25 lb (9.19 kg),Starting weight, without stand: 12.37 lb (5.61 kg),Weight (maximum), without stand: 13.93 lb (6.32 kg), keyboard, mouse, wireless BCMA scanner Honeywell 1952HHD, | CLPV0151 |  |  |  | 0 |  |  |  | 1 | 1 | [12 empty] | 1 | 0 |  | 0 |  | 1 | 1 | [21 empty] | 0
4851993 | U MI CIT | LEVEL 11 | IDF 11-334C | 11-515 | UNIV PATIENT RM | 2 |  | PM |  |  | PHYSIO MONITOR |  |  |  | PHYSIO MONITOR |  |  |  | SPARE | [7 empty] | CAPSULE P-P |  |  |  | CAPSULE |  |  |  | PATIENT ROOM REVIEW | 2024-08-15 | 11-47 | 3 | 2025-05-19 |  |  |  |  | B-450 | EEG - NATUS | [15 empty] | 0 | [18 empty] | 0 |  | 0 | [24 empty] | 0
4851961 | U MI CIT | LEVEL 11 | IDF 11-334C | 11-515 | UNIV PATIENT RM | 5 |  | TV4-NC |  |  | TELEVISION |  |  |  | WIRED SPARE |  |  |  | V-NURSING | [11 empty] | NURSE CALL JACK |  |  |  | PATIENT ROOM REVIEW | 2024-08-15 | 11-47 | 3 | 2025-05-19 | [21 empty] | 0 | [18 empty] | 0 |  | 0 | [24 empty] | 0
4851913 | U MI CIT | LEVEL 11 | IDF 11-334C | 11-515B | CLINICAL WORKSTATION | 1 |  | 3 |  |  | WORKSTATION |  |  |  | WIRED SPARE |  |  |  | SPARE | [15 empty] | PATIENT ROOM REVIEW | 2024-08-15 |  | 3 | 2025-05-19 | [17 empty] | WSIU3522 |  |  |  | 0 |  |  |  | 1 | 1 | [12 empty] | 1 | 0 |  | 0 |  |  | 1 | [21 empty] | 0
4851889 | U MI CIT | LEVEL 11 | IDF 11-334C | 11-517 | UNIV PATIENT RM ADA | 1 |  | 3 |  |  | WIRED SPARE |  |  |  | WIRED SPARE |  |  |  | WIRED SPARE | [15 empty] | PATIENT ROOM REVIEW | 2024-08-15 | 11-48 | 3 | 2025-05-19 | [21 empty] | 0 | [18 empty] | 0 |  | 0 | [24 empty] | 0
4851897 | U MI CIT | LEVEL 11 | IDF 11-334C | 11-517 | UNIV PATIENT RM ADA | 2 |  | PM |  |  | PHYSIO MONITOR |  |  |  | PHYSIO MONITOR |  |  |  | SPARE | [7 empty] | CAPSULE P-P |  |  |  | CAPSULE |  |  |  | PATIENT ROOM REVIEW | 2024-08-15 | 11-48 | 3 | 2025-05-19 |  |  |  |  | B-450 | EEG - NATUS | [15 empty] | 0 | [18 empty] | 0 |  | 0 | [24 empty] | 0
4851857 | U MI CIT | LEVEL 11 | IDF 11-334C | 11-517 | UNIV PATIENT RM ADA | 5 |  | TV4-NC |  |  | TELEVISION |  |  |  | WIRED SPARE |  |  |  | V-NURSING | [11 empty] | NURSE CALL JACK |  |  |  | PATIENT ROOM REVIEW | 2024-08-15 | 11-48 | 3 | 2025-05-19 | [21 empty] | 0 | [18 empty] | 0 |  | 0 | [24 empty] | 0
8221194 | U MI CIT | LEVEL 11 | IDF 11-334C | 11-517 | UNIV PATIENT RM ADA | 6 |  | 3 |  |  | WORKSTATION |  |  |  | WIRED SPARE |  |  |  | SPARE | [15 empty] | PATIENT ROOM REVIEW | 2024-08-15 | 11-48 | 3 | 2025-05-19 | [15 empty] | 1 | longest arm to chart and view patient, VESA mount for Dell OptiPlex All-in-One: Starting weight: 16.55 lb (7.51 kg),Weight (maximum): 20.25 lb (9.19 kg),Starting weight, without stand: 12.37 lb (5.61 kg),Weight (maximum), without stand: 13.93 lb (6.32 kg), keyboard, mouse, wireless BCMA scanner Honeywell 1952HHD, | CLPV0155 |  |  |  | 0 |  |  |  | 1 | 1 | [12 empty] | 1 | 0 |  | 0 |  | 1 | 1 | [21 empty] | 0
4851881 | U MI CIT | LEVEL 11 | IDF 11-334C | 11-517B | CLINICAL WORKSTATION | 1 |  | 3 |  |  | WORKSTATION |  |  |  | WIRED SPARE |  |  |  | SPARE | [15 empty] | PATIENT ROOM REVIEW | 2024-08-15 |  | 3 | 2025-05-19 | [17 empty] | WSIU3523 |  |  |  | 0 |  |  |  | 1 | 1 | [12 empty] | 1 | 0 |  | 0 |  |  | 1 | [21 empty] | 0
4859731 | U MI CIT | LEVEL 12 | IDF 12-334C | 12-101 | UNIV PATIENT RM | 1 |  | 3 |  |  | WIRED SPARE |  |  |  | WIRED SPARE |  |  |  | WIRED SPARE | [15 empty] | PATIENT ROOM REVIEW | 2024-08-15 | 12-01 | [23 empty] | 0 | [18 empty] | 0 |  | 0 | [24 empty] | 0
4859738 | U MI CIT | LEVEL 12 | IDF 12-334C | 12-101 | UNIV PATIENT RM | 2 |  | PM |  |  | PHYSIO MONITOR |  |  |  | PHYSIO MONITOR |  |  |  | SPARE | [7 empty] | CAPSULE P-P |  |  |  | CAPSULE |  |  |  | PATIENT ROOM REVIEW | 2024-08-15 | 12-01 | [6 empty] | B-450 | EEG - NATUS | [15 empty] | 0 | [18 empty] | 0 |  | 0 | [24 empty] | 0
6640299 | U MI CIT | LEVEL 12 | IDF 12-334C | 12-101 | UNIV PATIENT RM | 5 |  | TV4-NC |  |  | TELEVISION |  |  |  | WIRED SPARE |  |  |  | V-NURSING | [11 empty] | NURSE CALL JACK |  |  |  | PATIENT ROOM REVIEW | 2024-08-15 | 12-01 | [23 empty] | 0 | [18 empty] | 0 |  | 0 | [24 empty] | 0
8220798 | U MI CIT | LEVEL 12 | IDF 12-334C | 12-101 | UNIV PATIENT RM | 6 |  | 3 |  |  | WORKSTATION |  |  |  | WIRED SPARE |  |  |  | SPARE | [15 empty] | PATIENT ROOM REVIEW | 2024-08-15 | 12-01 | [17 empty] | 1 | longest arm to chart and view patient, VESA mount for Dell OptiPlex All-in-One: Starting weight: 16.55 lb (7.51 kg),Weight (maximum): 20.25 lb (9.19 kg),Starting weight, without stand: 12.37 lb (5.61 kg),Weight (maximum), without stand: 13.93 lb (6.32 kg), keyboard, mouse, wireless BCMA scanner Honeywell 1952HHD, | CLPV0186 |  |  |  | 0 |  |  |  | 1 | 1 | [12 empty] | 1 | 0 |  | 0 |  | 1 | 1 | [21 empty] | 0
4860115 | U MI CIT | LEVEL 12 | IDF 12-334C | 12-101B | CLINICAL WORKSTATION | 1 |  | 3 |  |  | WORKSTATION |  |  |  | WIRED SPARE |  |  |  | SPARE | [15 empty] | PATIENT ROOM REVIEW | 2024-08-15 | [20 empty] | WSIU3613 |  |  |  | 0 |  |  |  | 1 | 1 | [12 empty] | 1 | 0 |  | 0 |  |  | 1 | [21 empty] | 0
4859691 | U MI CIT | LEVEL 12 | IDF 12-334C | 12-103 | UNIV PATIENT RM | 1 |  | 3 |  |  | WIRED SPARE |  |  |  | WIRED SPARE |  |  |  | WIRED SPARE | [15 empty] | PATIENT ROOM REVIEW | 2024-08-15 | 12-02 | [23 empty] | 0 | [18 empty] | 0 |  | 0 | [24 empty] | 0
4859698 | U MI CIT | LEVEL 12 | IDF 12-334C | 12-103 | UNIV PATIENT RM | 2 |  | PM |  |  | PHYSIO MONITOR |  |  |  | PHYSIO MONITOR |  |  |  | SPARE | [7 empty] | CAPSULE P-P |  |  |  | CAPSULE |  |  |  | PATIENT ROOM REVIEW | 2024-08-15 | 12-02 | [6 empty] | B-450 | EEG - NATUS | [15 empty] | 0 | [18 empty] | 0 |  | 0 | [24 empty] | 0
6640416 | U MI CIT | LEVEL 12 | IDF 12-334C | 12-103 | UNIV PATIENT RM | 5 |  | TV4-NC |  |  | TELEVISION |  |  |  | WIRED SPARE |  |  |  | V-NURSING | [11 empty] | NURSE CALL JACK |  |  |  | PATIENT ROOM REVIEW | 2024-08-15 | 12-02 | [23 empty] | 0 | [18 empty] | 0 |  | 0 | [24 empty] | 0
8220806 | U MI CIT | LEVEL 12 | IDF 12-334C | 12-103 | UNIV PATIENT RM | 6 |  | 3 |  |  | WORKSTATION |  |  |  | WIRED SPARE |  |  |  | SPARE | [15 empty] | PATIENT ROOM REVIEW | 2024-08-15 | 12-02 | [17 empty] | 1 | longest arm to chart and view patient, VESA mount for Dell OptiPlex All-in-One: Starting weight: 16.55 lb (7.51 kg),Weight (maximum): 20.25 lb (9.19 kg),Starting weight, without stand: 12.37 lb (5.61 kg),Weight (maximum), without stand: 13.93 lb (6.32 kg), keyboard, mouse, wireless BCMA scanner Honeywell 1952HHD, | CLPV0187 |  |  |  | 0 |  |  |  | 1 | 1 | [12 empty] | 1 | 0 |  | 0 |  | 1 | 1 | [21 empty] | 0
4860107 | U MI CIT | LEVEL 12 | IDF 12-334C | 12-103B | CLINICAL WORKSTATION | 1 |  | 3 |  |  | WORKSTATION |  |  |  | WIRED SPARE |  |  |  | SPARE | [15 empty] | PATIENT ROOM REVIEW | 2024-08-15 | [20 empty] | WSIU3614 |  |  |  | 0 |  |  |  | 1 | 1 | [12 empty] | 1 | 0 |  | 0 |  |  | 1 | [21 empty] | 0
4859651 | U MI CIT | LEVEL 12 | IDF 12-122C | 12-105 | UNIV PATIENT RM | 1 |  | 3 |  |  | WIRED SPARE |  |  |  | WIRED SPARE |  |  |  | WIRED SPARE | [15 empty] | PATIENT ROOM REVIEW | 2024-08-15 | 12-03 | [23 empty] | 0 | [18 empty] | 0 |  | 0 | [24 empty] | 0
4859658 | U MI CIT | LEVEL 12 | IDF 12-122C | 12-105 | UNIV PATIENT RM | 2 |  | PM |  |  | PHYSIO MONITOR |  |  |  | PHYSIO MONITOR |  |  |  | SPARE | [7 empty] | CAPSULE P-P |  |  |  | CAPSULE |  |  |  | PATIENT ROOM REVIEW | 2024-08-15 | 12-03 | [6 empty] | B-450 | EEG - NATUS | [15 empty] | 0 | [18 empty] | 0 |  | 0 | [24 empty] | 0
6644074 | U MI CIT | LEVEL 12 | IDF 12-122C | 12-105 | UNIV PATIENT RM | 5 |  | TV4-NC |  |  | TELEVISION |  |  |  | WIRED SPARE |  |  |  | V-NURSING | [11 empty] | NURSE CALL JACK |  |  |  | PATIENT ROOM REVIEW | 2024-08-15 | 12-03 | [23 empty] | 0 | [18 empty] | 0 |  | 0 | [24 empty] | 0
8220977 | U MI CIT | LEVEL 12 | IDF 12-122C | 12-105 | UNIV PATIENT RM | 6 |  | 3 |  |  | WORKSTATION |  |  |  | WIRED SPARE |  |  |  | SPARE | [15 empty] | PATIENT ROOM REVIEW | 2024-08-15 | 12-03 | [17 empty] | 1 | longest arm to chart and view patient, VESA mount for Dell OptiPlex All-in-One: Starting weight: 16.55 lb (7.51 kg),Weight (maximum): 20.25 lb (9.19 kg),Starting weight, without stand: 12.37 lb (5.61 kg),Weight (maximum), without stand: 13.93 lb (6.32 kg), keyboard, mouse, wireless BCMA scanner Honeywell 1952HHD, | CLPV0188 |  |  |  | 0 |  |  |  | 1 | 1 | [12 empty] | 1 | 0 |  | 0 |  | 1 | 1 | [21 empty] | 0
4860099 | U MI CIT | LEVEL 12 | IDF 12-334C | 12-105B | CLINICAL WORKSTATION | 1 |  | 3 |  |  | WORKSTATION |  |  |  | WIRED SPARE |  |  |  | SPARE | [15 empty] | PATIENT ROOM REVIEW | 2024-08-15 | [20 empty] | WSIU3615 |  |  |  | 0 |  |  |  | 1 | 1 | [12 empty] | 1 | 0 |  | 0 |  |  | 1 | [21 empty] | 0
4859611 | U MI CIT | LEVEL 12 | IDF 12-122C | 12-107 | UNIV PATIENT RM | 1 |  | 3 |  |  | WIRED SPARE |  |  |  | WIRED SPARE |  |  |  | WIRED SPARE | [15 empty] | PATIENT ROOM REVIEW | 2024-08-15 | 12-04 | [23 empty] | 0 | [18 empty] | 0 |  | 0 | [24 empty] | 0
4859618 | U MI CIT | LEVEL 12 | IDF 12-122C | 12-107 | UNIV PATIENT RM | 2 |  | PM |  |  | PHYSIO MONITOR |  |  |  | PHYSIO MONITOR |  |  |  | SPARE | [7 empty] | CAPSULE P-P |  |  |  | CAPSULE |  |  |  | PATIENT ROOM REVIEW | 2024-08-15 | 12-04 | [6 empty] | B-450 | EEG - NATUS | [15 empty] | 0 | [18 empty] | 0 |  | 0 | [24 empty] | 0
6644059 | U MI CIT | LEVEL 12 | IDF 12-122C | 12-107 | UNIV PATIENT RM | 5 |  | TV4-NC |  |  | TELEVISION |  |  |  | WIRED SPARE |  |  |  | V-NURSING | [11 empty] | NURSE CALL JACK |  |  |  | PATIENT ROOM REVIEW | 2024-08-15 | 12-04 | [23 empty] | 0 | [18 empty] | 0 |  | 0 | [24 empty] | 0
8220969 | U MI CIT | LEVEL 12 | IDF 12-122C | 12-107 | UNIV PATIENT RM | 6 |  | 3 |  |  | WORKSTATION |  |  |  | WIRED SPARE |  |  |  | SPARE | [15 empty] | PATIENT ROOM REVIEW | 2024-08-15 | 12-04 | [17 empty] | 1 | longest arm to chart and view patient, VESA mount for Dell OptiPlex All-in-One: Starting weight: 16.55 lb (7.51 kg),Weight (maximum): 20.25 lb (9.19 kg),Starting weight, without stand: 12.37 lb (5.61 kg),Weight (maximum), without stand: 13.93 lb (6.32 kg), keyboard, mouse, wireless BCMA scanner Honeywell 1952HHD, | CLPV0189 |  |  |  | 0 |  |  |  | 1 | 1 | [12 empty] | 1 | 0 |  | 0 |  | 1 | 1 | [21 empty] | 0
4860091 | U MI CIT | LEVEL 12 | IDF 12-334C | 12-107B | CLINICAL WORKSTATION | 1 |  | 3 |  |  | WORKSTATION |  |  |  | WIRED SPARE |  |  |  | SPARE | [15 empty] | PATIENT ROOM REVIEW | 2024-08-15 | [20 empty] | WSIU3616 |  |  |  | 0 |  |  |  | 1 | 1 | [12 empty] | 1 | 0 |  | 0 |  |  | 1 | [21 empty] | 0
4859571 | U MI CIT | LEVEL 12 | IDF 12-122C | 12-109 | UNIV PATIENT RM | 1 |  | 3 |  |  | WIRED SPARE |  |  |  | WIRED SPARE |  |  |  | WIRED SPARE | [15 empty] | PATIENT ROOM REVIEW | 2024-08-15 | 12-05 | [23 empty] | 0 | [18 empty] | 0 |  | 0 | [24 empty] | 0
4859578 | U MI CIT | LEVEL 12 | IDF 12-122C | 12-109 | UNIV PATIENT RM | 2 |  | PM |  |  | PHYSIO MONITOR |  |  |  | PHYSIO MONITOR |  |  |  | SPARE | [7 empty] | CAPSULE P-P |  |  |  | CAPSULE |  |  |  | PATIENT ROOM REVIEW | 2024-08-15 | 12-05 | [6 empty] | B-450 | EEG - NATUS | [15 empty] | 0 | [18 empty] | 0 |  | 0 | [24 empty] | 0
6644044 | U MI CIT | LEVEL 12 | IDF 12-122C | 12-109 | UNIV PATIENT RM | 5 |  | TV4-NC |  |  | TELEVISION |  |  |  | WIRED SPARE |  |  |  | V-NURSING | [11 empty] | NURSE CALL JACK |  |  |  | PATIENT ROOM REVIEW | 2024-08-15 | 12-05 | [23 empty] | 0 | [18 empty] | 0 |  | 0 | [24 empty] | 0
8220961 | U MI CIT | LEVEL 12 | IDF 12-122C | 12-109 | UNIV PATIENT RM | 6 |  | 3 |  |  | WORKSTATION |  |  |  | WIRED SPARE |  |  |  | SPARE | [15 empty] | PATIENT ROOM REVIEW | 2024-08-15 | 12-05 | [17 empty] | 1 | longest arm to chart and view patient, VESA mount for Dell OptiPlex All-in-One: Starting weight: 16.55 lb (7.51 kg),Weight (maximum): 20.25 lb (9.19 kg),Starting weight, without stand: 12.37 lb (5.61 kg),Weight (maximum), without stand: 13.93 lb (6.32 kg), keyboard, mouse, wireless BCMA scanner Honeywell 1952HHD, | CLPV0190 |  |  |  | 0 |  |  |  | 1 | 1 | [12 empty] | 1 | 0 |  | 0 |  | 1 | 1 | [21 empty] | 0
4860083 | U MI CIT | LEVEL 12 | IDF 12-122C | 12-109B | CLINICAL WORKSTATION | 1 |  | 3 |  |  | WORKSTATION |  |  |  | WIRED SPARE |  |  |  | SPARE | [15 empty] | PATIENT ROOM REVIEW | 2024-08-15 | [20 empty] | WSIU3617 |  |  |  | 0 |  |  |  | 1 | 1 | [12 empty] | 1 | 0 |  | 0 |  |  | 1 | [21 empty] | 0
4859531 | U MI CIT | LEVEL 12 | IDF 12-122C | 12-111 | UNIV PATIENT RM | 1 |  | 3 |  |  | WIRED SPARE |  |  |  | WIRED SPARE |  |  |  | WIRED SPARE | [15 empty] | PATIENT ROOM REVIEW | 2024-08-15 | 12-06 | [23 empty] | 0 | [18 empty] | 0 |  | 0 | [24 empty] | 0
4859538 | U MI CIT | LEVEL 12 | IDF 12-122C | 12-111 | UNIV PATIENT RM | 2 |  | PM |  |  | PHYSIO MONITOR |  |  |  | PHYSIO MONITOR |  |  |  | SPARE | [7 empty] | CAPSULE P-P |  |  |  | CAPSULE |  |  |  | PATIENT ROOM REVIEW | 2024-08-15 | 12-06 | [6 empty] | B-450 | EEG - NATUS | [15 empty] | 0 | [18 empty] | 0 |  | 0 | [24 empty] | 0
6644029 | U MI CIT | LEVEL 12 | IDF 12-122C | 12-111 | UNIV PATIENT RM | 5 |  | TV4-NC |  |  | TELEVISION |  |  |  | WIRED SPARE |  |  |  | V-NURSING | [11 empty] | NURSE CALL JACK |  |  |  | PATIENT ROOM REVIEW | 2024-08-15 | 12-06 | [23 empty] | 0 | [18 empty] | 0 |  | 0 | [24 empty] | 0
8220953 | U MI CIT | LEVEL 12 | IDF 12-122C | 12-111 | UNIV PATIENT RM | 6 |  | 3 |  |  | WORKSTATION |  |  |  | WIRED SPARE |  |  |  | SPARE | [15 empty] | PATIENT ROOM REVIEW | 2024-08-15 | 12-06 | [17 empty] | 1 | longest arm to chart and view patient, VESA mount for Dell OptiPlex All-in-One: Starting weight: 16.55 lb (7.51 kg),Weight (maximum): 20.25 lb (9.19 kg),Starting weight, without stand: 12.37 lb (5.61 kg),Weight (maximum), without stand: 13.93 lb (6.32 kg), keyboard, mouse, wireless BCMA scanner Honeywell 1952HHD, | CLPV0191 |  |  |  | 0 |  |  |  | 1 | 1 | [12 empty] | 1 | 0 |  | 0 |  | 1 | 1 | [21 empty] | 0
4860075 | U MI CIT | LEVEL 12 | IDF 12-122C | 12-111B | CLINICAL WORKSTATION | 1 |  | 3 |  |  | WORKSTATION |  |  |  | WIRED SPARE |  |  |  | SPARE | [15 empty] | PATIENT ROOM REVIEW | 2024-08-15 | [20 empty] | WSIU3618 |  |  |  | 0 |  |  |  | 1 | 1 | [12 empty] | 1 | 0 |  | 0 |  |  | 1 | [21 empty] | 0
4859491 | U MI CIT | LEVEL 12 | IDF 12-122C | 12-113 | UNIV PATIENT RM | 1 |  | 3 |  |  | WIRED SPARE |  |  |  | WIRED SPARE |  |  |  | WIRED SPARE | [15 empty] | PATIENT ROOM REVIEW | 2024-08-15 | 12-07 | [23 empty] | 0 | [18 empty] | 0 |  | 0 | [24 empty] | 0
4859498 | U MI CIT | LEVEL 12 | IDF 12-122C | 12-113 | UNIV PATIENT RM | 2 |  | PM |  |  | PHYSIO MONITOR |  |  |  | PHYSIO MONITOR |  |  |  | SPARE | [7 empty] | CAPSULE P-P |  |  |  | CAPSULE |  |  |  | PATIENT ROOM REVIEW | 2024-08-15 | 12-07 | [6 empty] | B-450 | EEG - NATUS | [15 empty] | 0 | [18 empty] | 0 |  | 0 | [24 empty] | 0
6644014 | U MI CIT | LEVEL 12 | IDF 12-122C | 12-113 | UNIV PATIENT RM | 5 |  | TV4-NC |  |  | TELEVISION |  |  |  | WIRED SPARE |  |  |  | V-NURSING | [11 empty] | NURSE CALL JACK |  |  |  | PATIENT ROOM REVIEW | 2024-08-15 | 12-07 | [23 empty] | 0 | [18 empty] | 0 |  | 0 | [24 empty] | 0
8220945 | U MI CIT | LEVEL 12 | IDF 12-122C | 12-113 | UNIV PATIENT RM | 6 |  | 3 |  |  | WORKSTATION |  |  |  | WIRED SPARE |  |  |  | SPARE | [15 empty] | PATIENT ROOM REVIEW | 2024-08-15 | 12-07 | [17 empty] | 1 | longest arm to chart and view patient, VESA mount for Dell OptiPlex All-in-One: Starting weight: 16.55 lb (7.51 kg),Weight (maximum): 20.25 lb (9.19 kg),Starting weight, without stand: 12.37 lb (5.61 kg),Weight (maximum), without stand: 13.93 lb (6.32 kg), keyboard, mouse, wireless BCMA scanner Honeywell 1952HHD, | CLPV0192 |  |  |  | 0 |  |  |  | 1 | 1 | [12 empty] | 1 | 0 |  | 0 |  | 1 | 1 | [21 empty] | 0
4860067 | U MI CIT | LEVEL 12 | IDF 12-122C | 12-113B | CLINICAL WORKSTATION | 1 |  | 3 |  |  | WORKSTATION |  |  |  | WIRED SPARE |  |  |  | SPARE | [15 empty] | PATIENT ROOM REVIEW | 2024-08-15 | [20 empty] | WSIU3619 |  |  |  | 0 |  |  |  | 1 | 1 | [12 empty] | 1 | 0 |  | 0 |  |  | 1 | [21 empty] | 0
4859451 | U MI CIT | LEVEL 12 | IDF 12-122C | 12-115 | UNIV PATIENT RM | 1 |  | 3 |  |  | WIRED SPARE |  |  |  | WIRED SPARE |  |  |  | WIRED SPARE | [15 empty] | PATIENT ROOM REVIEW | 2024-08-15 | 12-08 | [23 empty] | 0 | [18 empty] | 0 |  | 0 | [24 empty] | 0
4859458 | U MI CIT | LEVEL 12 | IDF 12-122C | 12-115 | UNIV PATIENT RM | 2 |  | PM |  |  | PHYSIO MONITOR |  |  |  | PHYSIO MONITOR |  |  |  | SPARE | [7 empty] | CAPSULE P-P |  |  |  | CAPSULE |  |  |  | PATIENT ROOM REVIEW | 2024-08-15 | 12-08 | [6 empty] | B-450 | EEG - NATUS | [15 empty] | 0 | [18 empty] | 0 |  | 0 | [24 empty] | 0
6643999 | U MI CIT | LEVEL 12 | IDF 12-122C | 12-115 | UNIV PATIENT RM | 5 |  | TV4-NC |  |  | TELEVISION |  |  |  | WIRED SPARE |  |  |  | V-NURSING | [11 empty] | NURSE CALL JACK |  |  |  | PATIENT ROOM REVIEW | 2024-08-15 | 12-08 | [23 empty] | 0 | [18 empty] | 0 |  | 0 | [24 empty] | 0
8220937 | U MI CIT | LEVEL 12 | IDF 12-122C | 12-115 | UNIV PATIENT RM | 6 |  | 3 |  |  | WORKSTATION |  |  |  | WIRED SPARE |  |  |  | SPARE | [15 empty] | PATIENT ROOM REVIEW | 2024-08-15 | 12-08 | [17 empty] | 1 | longest arm to chart and view patient, VESA mount for Dell OptiPlex All-in-One: Starting weight: 16.55 lb (7.51 kg),Weight (maximum): 20.25 lb (9.19 kg),Starting weight, without stand: 12.37 lb (5.61 kg),Weight (maximum), without stand: 13.93 lb (6.32 kg), keyboard, mouse, wireless BCMA scanner Honeywell 1952HHD, | CLPV0193 |  |  |  | 0 |  |  |  | 1 | 1 | [12 empty] | 1 | 0 |  | 0 |  | 1 | 1 | [21 empty] | 0
4860059 | U MI CIT | LEVEL 12 | IDF 12-122C | 12-115B | CLINICAL WORKSTATION | 1 |  | 3 |  |  | WORKSTATION |  |  |  | WIRED SPARE |  |  |  | SPARE | [15 empty] | PATIENT ROOM REVIEW | 2024-08-15 | [20 empty] | WSIU3620 |  |  |  | 0 |  |  |  | 1 | 1 | [12 empty] | 1 | 0 |  | 0 |  |  | 1 | [21 empty] | 0
4859411 | U MI CIT | LEVEL 12 | IDF 12-122C | 12-117 | UNIV PATIENT RM ADA | 1 |  | 3 |  |  | WIRED SPARE |  |  |  | WIRED SPARE |  |  |  | WIRED SPARE | [15 empty] | PATIENT ROOM REVIEW | 2024-08-15 | 12-09 | [23 empty] | 0 | [18 empty] | 0 |  | 0 | [24 empty] | 0
4859418 | U MI CIT | LEVEL 12 | IDF 12-122C | 12-117 | UNIV PATIENT RM ADA | 2 |  | PM |  |  | PHYSIO MONITOR |  |  |  | PHYSIO MONITOR |  |  |  | SPARE | [7 empty] | CAPSULE P-P |  |  |  | CAPSULE |  |  |  | PATIENT ROOM REVIEW | 2024-08-15 | 12-09 | [6 empty] | B-450 | EEG - NATUS | [15 empty] | 0 | [18 empty] | 0 |  | 0 | [24 empty] | 0
6643935 | U MI CIT | LEVEL 12 | IDF 12-122C | 12-117 | UNIV PATIENT RM ADA | 5 |  | TV4-NC |  |  | TELEVISION |  |  |  | WIRED SPARE |  |  |  | V-NURSING | [11 empty] | NURSE CALL JACK |  |  |  | PATIENT ROOM REVIEW | 2024-08-15 | 12-09 | [23 empty] | 0 | [18 empty] | 0 |  | 0 | [24 empty] | 0
8220929 | U MI CIT | LEVEL 12 | IDF 12-122C | 12-117 | UNIV PATIENT RM ADA | 6 |  | 3 |  |  | WORKSTATION |  |  |  | WIRED SPARE |  |  |  | SPARE | [15 empty] | PATIENT ROOM REVIEW | 2024-08-15 | 12-09 | [17 empty] | 1 | longest arm to chart and view patient, VESA mount for Dell OptiPlex All-in-One: Starting weight: 16.55 lb (7.51 kg),Weight (maximum): 20.25 lb (9.19 kg),Starting weight, without stand: 12.37 lb (5.61 kg),Weight (maximum), without stand: 13.93 lb (6.32 kg), keyboard, mouse, wireless BCMA scanner Honeywell 1952HHD, | CLPV0226 |  |  |  | 0 |  |  |  | 1 | 1 | [12 empty] | 1 | 0 |  | 0 |  | 1 | 1 | [21 empty] | 0
6645207 | U MI CIT | LEVEL 12 | IDF 12-122C | 12-117B | CLINICAL WORKSTATION | 1 |  | 3 |  |  | WORKSTATION |  |  |  | WIRED SPARE |  |  |  | SPARE | [15 empty] | PATIENT ROOM REVIEW | 2024-08-15 | [20 empty] | WSIU3621 |  |  |  | 0 |  |  |  | 1 | 1 | [12 empty] | 1 | 0 |  | 0 |  |  | 1 | [21 empty] | 0
4859971 | U MI CIT | LEVEL 12 | IDF 12-122C | 12-201 | UNIV ISO PATIENT RM | 1 |  | 3 |  |  | WIRED SPARE |  |  |  | WIRED SPARE |  |  |  | WIRED SPARE | [15 empty] | PATIENT ROOM REVIEW | 2024-08-15 | 12-10 | [23 empty] | 0 | [18 empty] | 0 |  | 0 | [24 empty] | 0
4859978 | U MI CIT | LEVEL 12 | IDF 12-122C | 12-201 | UNIV ISO PATIENT RM | 2 |  | PM |  |  | PHYSIO MONITOR |  |  |  | PHYSIO MONITOR |  |  |  | SPARE | [7 empty] | CAPSULE P-P |  |  |  | CAPSULE |  |  |  | PATIENT ROOM REVIEW | 2024-08-15 | 12-10 | [6 empty] | B-450 | EEG - NATUS | [15 empty] | 0 | [18 empty] | 0 |  | 0 | [24 empty] | 0
6643595 | U MI CIT | LEVEL 12 | IDF 12-122C | 12-201 | UNIV ISO PATIENT RM | 5 |  | TV4-NC |  |  | TELEVISION |  |  |  | WIRED SPARE |  |  |  | V-NURSING | [11 empty] | NURSE CALL JACK |  |  |  | PATIENT ROOM REVIEW | 2024-08-15 | 12-10 | [23 empty] | 0 | [18 empty] | 0 |  | 0 | [24 empty] | 0
8220921 | U MI CIT | LEVEL 12 | IDF 12-122C | 12-201 | UNIV ISO PATIENT RM | 6 |  | 3 |  |  | WORKSTATION |  |  |  | WIRED SPARE |  |  |  | SPARE | [15 empty] | PATIENT ROOM REVIEW | 2024-08-15 | 12-10 | [17 empty] | 1 | longest arm to chart and view patient, VESA mount for Dell OptiPlex All-in-One: Starting weight: 16.55 lb (7.51 kg),Weight (maximum): 20.25 lb (9.19 kg),Starting weight, without stand: 12.37 lb (5.61 kg),Weight (maximum), without stand: 13.93 lb (6.32 kg), keyboard, mouse, wireless BCMA scanner Honeywell 1952HHD, | CLPV0182 |  |  |  | 0 |  |  |  | 1 | 1 | [12 empty] | 1 | 0 |  | 0 |  | 1 | 1 | [21 empty] | 0
4860047 | U MI CIT | LEVEL 12 | IDF 12-122C | 12-201B | CLINICAL WORKSTATION | 1 |  | 3 |  |  | WORKSTATION |  |  |  | WIRED SPARE |  |  |  | SPARE | [15 empty] | PATIENT ROOM REVIEW | 2024-08-15 | [20 empty] | WSIU3622 |  |  |  | 0 |  |  |  | 1 | 1 | [12 empty] | 1 | 0 |  | 0 |  |  | 1 | [21 empty] | 0
4859931 | U MI CIT | LEVEL 12 | IDF 12-122C | 12-203 | UNIV PATIENT RM | 1 |  | 3 |  |  | WIRED SPARE |  |  |  | WIRED SPARE |  |  |  | WIRED SPARE | [15 empty] | PATIENT ROOM REVIEW | 2024-08-15 | 12-11 | [23 empty] | 0 | [18 empty] | 0 |  | 0 | [24 empty] | 0
4859938 | U MI CIT | LEVEL 12 | IDF 12-122C | 12-203 | UNIV PATIENT RM | 2 |  | PM |  |  | PHYSIO MONITOR |  |  |  | PHYSIO MONITOR |  |  |  | SPARE | [7 empty] | CAPSULE P-P |  |  |  | CAPSULE |  |  |  | PATIENT ROOM REVIEW | 2024-08-15 | 12-11 | [6 empty] | B-450 | EEG - NATUS | [15 empty] | 0 | [18 empty] | 0 |  | 0 | [24 empty] | 0
6643580 | U MI CIT | LEVEL 12 | IDF 12-122C | 12-203 | UNIV PATIENT RM | 5 |  | TV4-NC |  |  | TELEVISION |  |  |  | WIRED SPARE |  |  |  | V-NURSING | [11 empty] | NURSE CALL JACK |  |  |  | PATIENT ROOM REVIEW | 2024-08-15 | 12-11 | [23 empty] | 0 | [18 empty] | 0 |  | 0 | [24 empty] | 0
8220913 | U MI CIT | LEVEL 12 | IDF 12-122C | 12-203 | UNIV PATIENT RM | 6 |  | 3 |  |  | WORKSTATION |  |  |  | WIRED SPARE |  |  |  | SPARE | [15 empty] | PATIENT ROOM REVIEW | 2024-08-15 | 12-11 | [17 empty] | 1 | longest arm to chart and view patient, VESA mount for Dell OptiPlex All-in-One: Starting weight: 16.55 lb (7.51 kg),Weight (maximum): 20.25 lb (9.19 kg),Starting weight, without stand: 12.37 lb (5.61 kg),Weight (maximum), without stand: 13.93 lb (6.32 kg), keyboard, mouse, wireless BCMA scanner Honeywell 1952HHD, | CLPV0194 |  |  |  | 0 |  |  |  | 1 | 1 | [12 empty] | 1 | 0 |  | 0 |  | 1 | 1 | [21 empty] | 0
4860040 | U MI CIT | LEVEL 12 | IDF 12-122C | 12-203B | CLINICAL WORKSTATION | 1 |  | 3 |  |  | WORKSTATION |  |  |  | WIRED SPARE |  |  |  | SPARE | [15 empty] | PATIENT ROOM REVIEW | 2024-08-15 | [20 empty] | WSIU3623 |  |  |  | 0 |  |  |  | 1 | 1 | [12 empty] | 1 | 0 |  | 0 |  |  | 1 | [21 empty] | 0
4859891 | U MI CIT | LEVEL 12 | IDF 12-122C | 12-205 | UNIV PATIENT RM | 1 |  | 3 |  |  | WIRED SPARE |  |  |  | WIRED SPARE |  |  |  | WIRED SPARE | [15 empty] | PATIENT ROOM REVIEW | 2024-08-15 | 12-12 | [23 empty] | 0 | [18 empty] | 0 |  | 0 | [24 empty] | 0
4859898 | U MI CIT | LEVEL 12 | IDF 12-122C | 12-205 | UNIV PATIENT RM | 2 |  | PM |  |  | PHYSIO MONITOR |  |  |  | PHYSIO MONITOR |  |  |  | SPARE | [7 empty] | CAPSULE P-P |  |  |  | CAPSULE |  |  |  | PATIENT ROOM REVIEW | 2024-08-15 | 12-12 | [6 empty] | B-450 | EEG - NATUS | [15 empty] | 0 | [18 empty] | 0 |  | 0 | [24 empty] | 0
6643565 | U MI CIT | LEVEL 12 | IDF 12-122C | 12-205 | UNIV PATIENT RM | 5 |  | TV4-NC |  |  | TELEVISION |  |  |  | WIRED SPARE |  |  |  | V-NURSING | [11 empty] | NURSE CALL JACK |  |  |  | PATIENT ROOM REVIEW | 2024-08-15 | 12-12 | [23 empty] | 0 | [18 empty] | 0 |  | 0 | [24 empty] | 0
8220905 | U MI CIT | LEVEL 12 | IDF 12-122C | 12-205 | UNIV PATIENT RM | 6 |  | 3 |  |  | WORKSTATION |  |  |  | WIRED SPARE |  |  |  | SPARE | [15 empty] | PATIENT ROOM REVIEW | 2024-08-15 | 12-12 | [17 empty] | 1 | longest arm to chart and view patient, VESA mount for Dell OptiPlex All-in-One: Starting weight: 16.55 lb (7.51 kg),Weight (maximum): 20.25 lb (9.19 kg),Starting weight, without stand: 12.37 lb (5.61 kg),Weight (maximum), without stand: 13.93 lb (6.32 kg), keyboard, mouse, wireless BCMA scanner Honeywell 1952HHD, | CLPV0195 |  |  |  | 0 |  |  |  | 1 | 1 | [12 empty] | 1 | 0 |  | 0 |  | 1 | 1 | [21 empty] | 0
4860033 | U MI CIT | LEVEL 12 | IDF 12-122C | 12-205B | CLINICAL WORKSTATION | 1 |  | 3 |  |  | WORKSTATION |  |  |  | WIRED SPARE |  |  |  | SPARE | [15 empty] | PATIENT ROOM REVIEW | 2024-08-15 | [20 empty] | WSIU3624 |  |  |  | 0 |  |  |  | 1 | 1 | [12 empty] | 1 | 0 |  | 0 |  |  | 1 | [21 empty] | 0
4859851 | U MI CIT | LEVEL 12 | IDF 12-122C | 12-207 | UNIV PATIENT RM | 1 |  | 3 |  |  | WIRED SPARE |  |  |  | WIRED SPARE |  |  |  | WIRED SPARE | [15 empty] | PATIENT ROOM REVIEW | 2024-08-15 | 12-13 | [23 empty] | 0 | [18 empty] | 0 |  | 0 | [24 empty] | 0
4859858 | U MI CIT | LEVEL 12 | IDF 12-122C | 12-207 | UNIV PATIENT RM | 2 |  | PM |  |  | PHYSIO MONITOR |  |  |  | PHYSIO MONITOR |  |  |  | SPARE | [7 empty] | CAPSULE P-P |  |  |  | CAPSULE |  |  |  | PATIENT ROOM REVIEW | 2024-08-15 | 12-13 | [6 empty] | B-450 | EEG - NATUS | [15 empty] | 0 | [18 empty] | 0 |  | 0 | [24 empty] | 0
6643550 | U MI CIT | LEVEL 12 | IDF 12-122C | 12-207 | UNIV PATIENT RM | 5 |  | TV4-NC |  |  | TELEVISION |  |  |  | WIRED SPARE |  |  |  | V-NURSING | [11 empty] | NURSE CALL JACK |  |  |  | PATIENT ROOM REVIEW | 2024-08-15 | 12-13 | [23 empty] | 0 | [18 empty] | 0 |  | 0 | [24 empty] | 0
8220897 | U MI CIT | LEVEL 12 | IDF 12-122C | 12-207 | UNIV PATIENT RM | 6 |  | 3 |  |  | WORKSTATION |  |  |  | WIRED SPARE |  |  |  | SPARE | [15 empty] | PATIENT ROOM REVIEW | 2024-08-15 | 12-13 | [17 empty] | 1 | longest arm to chart and view patient, VESA mount for Dell OptiPlex All-in-One: Starting weight: 16.55 lb (7.51 kg),Weight (maximum): 20.25 lb (9.19 kg),Starting weight, without stand: 12.37 lb (5.61 kg),Weight (maximum), without stand: 13.93 lb (6.32 kg), keyboard, mouse, wireless BCMA scanner Honeywell 1952HHD, | CLPV0196 |  |  |  | 0 |  |  |  | 1 | 1 | [12 empty] | 1 | 0 |  | 0 |  | 1 | 1 | [21 empty] | 0
4860026 | U MI CIT | LEVEL 12 | IDF 12-122C | 12-207B | CLINICAL WORKSTATION | 1 |  | 3 |  |  | WORKSTATION |  |  |  | WIRED SPARE |  |  |  | SPARE | [15 empty] | PATIENT ROOM REVIEW | 2024-08-15 | [20 empty] | WSIU3625 |  |  |  | 0 |  |  |  | 1 | 1 | [12 empty] | 1 | 0 |  | 0 |  |  | 1 | [21 empty] | 0
4859811 | U MI CIT | LEVEL 12 | IDF 12-122C | 12-209 | UNIV PATIENT RM | 1 |  | 3 |  |  | WIRED SPARE |  |  |  | WIRED SPARE |  |  |  | WIRED SPARE | [15 empty] | PATIENT ROOM REVIEW | 2024-08-15 | 12-14 | [23 empty] | 0 | [18 empty] | 0 |  | 0 | [24 empty] | 0
4859818 | U MI CIT | LEVEL 12 | IDF 12-122C | 12-209 | UNIV PATIENT RM | 2 |  | PM |  |  | PHYSIO MONITOR |  |  |  | PHYSIO MONITOR |  |  |  | SPARE | [7 empty] | CAPSULE P-P |  |  |  | CAPSULE |  |  |  | PATIENT ROOM REVIEW | 2024-08-15 | 12-14 | [6 empty] | B-450 | EEG - NATUS | [15 empty] | 0 | [18 empty] | 0 |  | 0 | [24 empty] | 0
6643535 | U MI CIT | LEVEL 12 | IDF 12-122C | 12-209 | UNIV PATIENT RM | 5 |  | TV4-NC |  |  | TELEVISION |  |  |  | WIRED SPARE |  |  |  | V-NURSING | [11 empty] | NURSE CALL JACK |  |  |  | PATIENT ROOM REVIEW | 2024-08-15 | 12-14 | [23 empty] | 0 | [18 empty] | 0 |  | 0 | [24 empty] | 0
8220889 | U MI CIT | LEVEL 12 | IDF 12-122C | 12-209 | UNIV PATIENT RM | 6 |  | 3 |  |  | WORKSTATION |  |  |  | WIRED SPARE |  |  |  | SPARE | [15 empty] | PATIENT ROOM REVIEW | 2024-08-15 | 12-14 | [17 empty] | 1 | longest arm to chart and view patient, VESA mount for Dell OptiPlex All-in-One: Starting weight: 16.55 lb (7.51 kg),Weight (maximum): 20.25 lb (9.19 kg),Starting weight, without stand: 12.37 lb (5.61 kg),Weight (maximum), without stand: 13.93 lb (6.32 kg), keyboard, mouse, wireless BCMA scanner Honeywell 1952HHD, | CLPV0197 |  |  |  | 0 |  |  |  | 1 | 1 | [12 empty] | 1 | 0 |  | 0 |  | 1 | 1 | [21 empty] | 0
4860019 | U MI CIT | LEVEL 12 | IDF 12-122C | 12-209B | CLINICAL WORKSTATION | 1 |  | 3 |  |  | WORKSTATION |  |  |  | WIRED SPARE |  |  |  | SPARE | [15 empty] | PATIENT ROOM REVIEW | 2024-08-15 | [20 empty] | WSIU3626 |  |  |  | 0 |  |  |  | 1 | 1 | [12 empty] | 1 | 0 |  | 0 |  |  | 1 | [21 empty] | 0
4859771 | U MI CIT | LEVEL 12 | IDF 12-122C | 12-211 | UNIV PATIENT RM ADA | 1 |  | 3 |  |  | WIRED SPARE |  |  |  | WIRED SPARE |  |  |  | WIRED SPARE | [15 empty] | PATIENT ROOM REVIEW | 2024-08-15 | 12-15 | [23 empty] | 0 | [18 empty] | 0 |  | 0 | [24 empty] | 0
4859778 | U MI CIT | LEVEL 12 | IDF 12-122C | 12-211 | UNIV PATIENT RM ADA | 2 |  | PM |  |  | PHYSIO MONITOR |  |  |  | PHYSIO MONITOR |  |  |  | SPARE | [7 empty] | CAPSULE P-P |  |  |  | CAPSULE |  |  |  | PATIENT ROOM REVIEW | 2024-08-15 | 12-15 | [6 empty] | B-450 | EEG - NATUS | [15 empty] | 0 | [18 empty] | 0 |  | 0 | [24 empty] | 0
6643476 | U MI CIT | LEVEL 12 | IDF 12-122C | 12-211 | UNIV PATIENT RM ADA | 5 |  | TV4-NC |  |  | TELEVISION |  |  |  | WIRED SPARE |  |  |  | V-NURSING | [11 empty] | NURSE CALL JACK |  |  |  | PATIENT ROOM REVIEW | 2024-08-15 | 12-15 | [23 empty] | 0 | [18 empty] | 0 |  | 0 | [24 empty] | 0
8220881 | U MI CIT | LEVEL 12 | IDF 12-122C | 12-211 | UNIV PATIENT RM ADA | 6 |  | 3 |  |  | WORKSTATION |  |  |  | WIRED SPARE |  |  |  | SPARE | [15 empty] | PATIENT ROOM REVIEW | 2024-08-15 | 12-15 | [17 empty] | 1 | longest arm to chart and view patient, VESA mount for Dell OptiPlex All-in-One: Starting weight: 16.55 lb (7.51 kg),Weight (maximum): 20.25 lb (9.19 kg),Starting weight, without stand: 12.37 lb (5.61 kg),Weight (maximum), without stand: 13.93 lb (6.32 kg), keyboard, mouse, wireless BCMA scanner Honeywell 1952HHD, | CLPV0227 |  |  |  | 0 |  |  |  | 1 | 1 | [12 empty] | 1 | 0 |  | 0 |  | 1 | 1 | [21 empty] | 0
4860011 | U MI CIT | LEVEL 12 | IDF 12-122C | 12-211B | CLINICAL WORKSTATION | 1 |  | 3 |  |  | WORKSTATION |  |  |  | WIRED SPARE |  |  |  | SPARE | [15 empty] | PATIENT ROOM REVIEW | 2024-08-15 | [20 empty] | WSIU3627 |  |  |  | 0 |  |  |  | 1 | 1 | [12 empty] | 1 | 0 |  | 0 |  |  | 1 | [21 empty] | 0
4711307 | U MI CIT | LEVEL 12 | IDF 12-122C | 12-301 | UNIV PATIENT RM | 1 |  | 3 |  |  | WIRED SPARE |  |  |  | WIRED SPARE |  |  |  | WIRED SPARE | [15 empty] | PATIENT ROOM REVIEW | 2024-08-15 | 12-16 | [23 empty] | 0 | [18 empty] | 0 |  | 0 | [24 empty] | 0
4711314 | U MI CIT | LEVEL 12 | IDF 12-122C | 12-301 | UNIV PATIENT RM | 2 |  | PM |  |  | PHYSIO MONITOR |  |  |  | PHYSIO MONITOR |  |  |  | SPARE | [7 empty] | CAPSULE P-P |  |  |  | CAPSULE |  |  |  | PATIENT ROOM REVIEW | 2024-08-15 | 12-16 | [6 empty] | B-450 | EEG - NATUS | [15 empty] | 0 | [18 empty] | 0 |  | 0 | [24 empty] | 0
4711328 | U MI CIT | LEVEL 12 | IDF 12-122C | 12-301 | UNIV PATIENT RM | 5 |  | TV4-NC |  |  | TELEVISION |  |  |  | WIRED SPARE |  |  |  | V-NURSING | [11 empty] | NURSE CALL JACK |  |  |  | PATIENT ROOM REVIEW | 2024-08-15 | 12-16 | [23 empty] | 0 | [18 empty] | 0 |  | 0 | [24 empty] | 0
8220873 | U MI CIT | LEVEL 12 | IDF 12-122C | 12-301 | UNIV PATIENT RM | 6 |  | 3 |  |  | WORKSTATION |  |  |  | WIRED SPARE |  |  |  | SPARE | [15 empty] | PATIENT ROOM REVIEW | 2024-08-15 | 12-16 | [17 empty] | 1 | longest arm to chart and view patient, VESA mount for Dell OptiPlex All-in-One: Starting weight: 16.55 lb (7.51 kg),Weight (maximum): 20.25 lb (9.19 kg),Starting weight, without stand: 12.37 lb (5.61 kg),Weight (maximum), without stand: 13.93 lb (6.32 kg), keyboard, mouse, wireless BCMA scanner Honeywell 1952HHD, | CLPV0198 |  |  |  | 0 |  |  |  | 1 | 1 | [12 empty] | 1 | 0 |  | 0 |  | 1 | 1 | [21 empty] | 0
8574134 | U MI CIT | LEVEL 12 | IDF 12-122C | 12-301B | CLINICAL WORKSTATION | 1 |  | 3 |  |  | WORKSTATION |  |  |  | WIRED SPARE |  |  |  | SPARE | [15 empty] | PATIENT ROOM REVIEW | 2024-08-15 | [20 empty] | WSIU3628 |  |  |  | 0 |  |  |  | 1 | 1 | [12 empty] | 1 | 0 |  | 0 |  |  | 1 | [21 empty] | 0
4711242 | U MI CIT | LEVEL 12 | IDF 12-122C | 12-303 | UNIV PATIENT RM | 1 |  | 3 |  |  | WIRED SPARE |  |  |  | WIRED SPARE |  |  |  | WIRED SPARE | [15 empty] | PATIENT ROOM REVIEW | 2024-08-15 | 12-17 | [23 empty] | 0 | [18 empty] | 0 |  | 0 | [24 empty] | 0
4711249 | U MI CIT | LEVEL 12 | IDF 12-122C | 12-303 | UNIV PATIENT RM | 2 |  | PM |  |  | PHYSIO MONITOR |  |  |  | PHYSIO MONITOR |  |  |  | SPARE | [7 empty] | CAPSULE P-P |  |  |  | CAPSULE |  |  |  | PATIENT ROOM REVIEW | 2024-08-15 | 12-17 | [6 empty] | B-450 | EEG - NATUS | [15 empty] | 0 | [18 empty] | 0 |  | 0 | [24 empty] | 0
4711263 | U MI CIT | LEVEL 12 | IDF 12-122C | 12-303 | UNIV PATIENT RM | 5 |  | TV4-NC |  |  | TELEVISION |  |  |  | WIRED SPARE |  |  |  | V-NURSING | [11 empty] | NURSE CALL JACK |  |  |  | PATIENT ROOM REVIEW | 2024-08-15 | 12-17 | [23 empty] | 0 | [18 empty] | 0 |  | 0 | [24 empty] | 0
8220865 | U MI CIT | LEVEL 12 | IDF 12-122C | 12-303 | UNIV PATIENT RM | 6 |  | 3 |  |  | WORKSTATION |  |  |  | WIRED SPARE |  |  |  | SPARE | [15 empty] | PATIENT ROOM REVIEW | 2024-08-15 | 12-17 | [17 empty] | 1 | longest arm to chart and view patient, VESA mount for Dell OptiPlex All-in-One: Starting weight: 16.55 lb (7.51 kg),Weight (maximum): 20.25 lb (9.19 kg),Starting weight, without stand: 12.37 lb (5.61 kg),Weight (maximum), without stand: 13.93 lb (6.32 kg), keyboard, mouse, wireless BCMA scanner Honeywell 1952HHD, | CLPV0199 |  |  |  | 0 |  |  |  | 1 | 1 | [12 empty] | 1 | 0 |  | 0 |  | 1 | 1 | [21 empty] | 0
4711284 | U MI CIT | LEVEL 12 | IDF 12-122C | 12-303B | CLINICAL WORKSTATION | 1 |  | 3 |  |  | WORKSTATION |  |  |  | WIRED SPARE |  |  |  | SPARE | [15 empty] | PATIENT ROOM REVIEW | 2024-08-15 | [20 empty] | WSIU3629 |  |  |  | 0 |  |  |  | 1 | 1 | [12 empty] | 1 | 0 |  | 0 |  |  | 1 | [21 empty] | 0
4711173 | U MI CIT | LEVEL 12 | IDF 12-122C | 12-305 | UNIV PATIENT RM | 1 |  | 3 |  |  | WIRED SPARE |  |  |  | WIRED SPARE |  |  |  | WIRED SPARE | [15 empty] | PATIENT ROOM REVIEW | 2024-08-15 | 12-18 | [23 empty] | 0 | [18 empty] | 0 |  | 0 | [24 empty] | 0
4711180 | U MI CIT | LEVEL 12 | IDF 12-122C | 12-305 | UNIV PATIENT RM | 2 |  | PM |  |  | PHYSIO MONITOR |  |  |  | PHYSIO MONITOR |  |  |  | SPARE | [7 empty] | CAPSULE P-P |  |  |  | CAPSULE |  |  |  | PATIENT ROOM REVIEW | 2024-08-15 | 12-18 | [6 empty] | B-450 | EEG - NATUS | [15 empty] | 0 | [18 empty] | 0 |  | 0 | [24 empty] | 0
4711194 | U MI CIT | LEVEL 12 | IDF 12-122C | 12-305 | UNIV PATIENT RM | 5 |  | TV4-NC |  |  | TELEVISION |  |  |  | WIRED SPARE |  |  |  | V-NURSING | [11 empty] | NURSE CALL JACK |  |  |  | PATIENT ROOM REVIEW | 2024-08-15 | 12-18 | [23 empty] | 0 | [18 empty] | 0 |  | 0 | [24 empty] | 0
8220856 | U MI CIT | LEVEL 12 | IDF 12-122C | 12-305 | UNIV PATIENT RM | 6 |  | 3 |  |  | WORKSTATION |  |  |  | WIRED SPARE |  |  |  | SPARE | [15 empty] | PATIENT ROOM REVIEW | 2024-08-15 | 12-18 | [17 empty] | 1 | longest arm to chart and view patient, VESA mount for Dell OptiPlex All-in-One: Starting weight: 16.55 lb (7.51 kg),Weight (maximum): 20.25 lb (9.19 kg),Starting weight, without stand: 12.37 lb (5.61 kg),Weight (maximum), without stand: 13.93 lb (6.32 kg), keyboard, mouse, wireless BCMA scanner Honeywell 1952HHD, | CLPV0200 |  |  |  | 0 |  |  |  | 1 | 1 | [12 empty] | 1 | 0 |  | 0 |  | 1 | 1 | [21 empty] | 0
4711215 | U MI CIT | LEVEL 12 | IDF 12-122C | 12-305B | CLINICAL WORKSTATION | 1 |  | 3 |  |  | WORKSTATION |  |  |  | WIRED SPARE |  |  |  | SPARE | [15 empty] | PATIENT ROOM REVIEW | 2024-08-15 | [20 empty] | WSIU3630 |  |  |  | 0 |  |  |  | 1 | 1 | [12 empty] | 1 | 0 |  | 0 |  |  | 1 | [21 empty] | 0
4711110 | U MI CIT | LEVEL 12 | IDF 12-122C | 12-307 | UNIV PATIENT RM | 1 |  | 3 |  |  | WIRED SPARE |  |  |  | WIRED SPARE |  |  |  | WIRED SPARE | [15 empty] | PATIENT ROOM REVIEW | 2024-08-15 | 12-19 | [23 empty] | 0 | [18 empty] | 0 |  | 0 | [24 empty] | 0
4711117 | U MI CIT | LEVEL 12 | IDF 12-122C | 12-307 | UNIV PATIENT RM | 2 |  | PM |  |  | PHYSIO MONITOR |  |  |  | PHYSIO MONITOR |  |  |  | SPARE | [7 empty] | CAPSULE P-P |  |  |  | CAPSULE |  |  |  | PATIENT ROOM REVIEW | 2024-08-15 | 12-19 | [6 empty] | B-450 | EEG - NATUS | [15 empty] | 0 | [18 empty] | 0 |  | 0 | [24 empty] | 0
4711131 | U MI CIT | LEVEL 12 | IDF 12-122C | 12-307 | UNIV PATIENT RM | 5 |  | TV4-NC |  |  | TELEVISION |  |  |  | WIRED SPARE |  |  |  | V-NURSING | [11 empty] | NURSE CALL JACK |  |  |  | PATIENT ROOM REVIEW | 2024-08-15 | 12-19 | [23 empty] | 0 | [18 empty] | 0 |  | 0 | [24 empty] | 0
8220848 | U MI CIT | LEVEL 12 | IDF 12-122C | 12-307 | UNIV PATIENT RM | 6 |  | 3 |  |  | WORKSTATION |  |  |  | WIRED SPARE |  |  |  | SPARE | [15 empty] | PATIENT ROOM REVIEW | 2024-08-15 | 12-19 | [17 empty] | 1 | longest arm to chart and view patient, VESA mount for Dell OptiPlex All-in-One: Starting weight: 16.55 lb (7.51 kg),Weight (maximum): 20.25 lb (9.19 kg),Starting weight, without stand: 12.37 lb (5.61 kg),Weight (maximum), without stand: 13.93 lb (6.32 kg), keyboard, mouse, wireless BCMA scanner Honeywell 1952HHD, | CLPV0201 |  |  |  | 0 |  |  |  | 1 | 1 | [12 empty] | 1 | 0 |  | 0 |  | 1 | 1 | [21 empty] | 0
4711152 | U MI CIT | LEVEL 12 | IDF 12-122C | 12-307B | CLINICAL WORKSTATION | 1 |  | 3 |  |  | WORKSTATION |  |  |  | WIRED SPARE |  |  |  | SPARE | [15 empty] | PATIENT ROOM REVIEW | 2024-08-15 | [20 empty] | WSIU3631 |  |  |  | 0 |  |  |  | 1 | 1 | [12 empty] | 1 | 0 |  | 0 |  |  | 1 | [21 empty] | 0
4711039 | U MI CIT | LEVEL 12 | IDF 12-122C | 12-309 | UNIV PATIENT RM | 1 |  | 3 |  |  | WIRED SPARE |  |  |  | WIRED SPARE |  |  |  | WIRED SPARE | [15 empty] | PATIENT ROOM REVIEW | 2024-08-15 | 12-20 | [23 empty] | 0 | [18 empty] | 0 |  | 0 | [24 empty] | 0
4711046 | U MI CIT | LEVEL 12 | IDF 12-122C | 12-309 | UNIV PATIENT RM | 2 |  | PM |  |  | PHYSIO MONITOR |  |  |  | PHYSIO MONITOR |  |  |  | SPARE | [7 empty] | CAPSULE P-P |  |  |  | CAPSULE |  |  |  | PATIENT ROOM REVIEW | 2024-08-15 | 12-20 | [6 empty] | B-450 | EEG - NATUS | [15 empty] | 0 | [18 empty] | 0 |  | 0 | [24 empty] | 0
4711060 | U MI CIT | LEVEL 12 | IDF 12-122C | 12-309 | UNIV PATIENT RM | 5 |  | TV4-NC |  |  | TELEVISION |  |  |  | WIRED SPARE |  |  |  | V-NURSING | [11 empty] | NURSE CALL JACK |  |  |  | PATIENT ROOM REVIEW | 2024-08-15 | 12-20 | [23 empty] | 0 | [18 empty] | 0 |  | 0 | [24 empty] | 0
8220838 | U MI CIT | LEVEL 12 | IDF 12-122C | 12-309 | UNIV PATIENT RM | 6 |  | 3 |  |  | WORKSTATION |  |  |  | WIRED SPARE |  |  |  | SPARE | [15 empty] | PATIENT ROOM REVIEW | 2024-08-15 | 12-20 | [17 empty] | 1 | longest arm to chart and view patient, VESA mount for Dell OptiPlex All-in-One: Starting weight: 16.55 lb (7.51 kg),Weight (maximum): 20.25 lb (9.19 kg),Starting weight, without stand: 12.37 lb (5.61 kg),Weight (maximum), without stand: 13.93 lb (6.32 kg), keyboard, mouse, wireless BCMA scanner Honeywell 1952HHD, | CLPV0202 |  |  |  | 0 |  |  |  | 1 | 1 | [12 empty] | 1 | 0 |  | 0 |  | 1 | 1 | [21 empty] | 0
4711081 | U MI CIT | LEVEL 12 | IDF 12-122C | 12-309B | CLINICAL WORKSTATION | 1 |  | 3 |  |  | WORKSTATION |  |  |  | WIRED SPARE |  |  |  | SPARE | [15 empty] | PATIENT ROOM REVIEW | 2024-08-15 | [20 empty] | WSIU3632 |  |  |  | 0 |  |  |  | 1 | 1 | [12 empty] | 1 | 0 |  | 0 |  |  | 1 | [21 empty] | 0
4710974 | U MI CIT | LEVEL 12 | IDF 12-334C | 12-311 | UNIV PATIENT RM | 1 |  | 3 |  |  | WIRED SPARE |  |  |  | WIRED SPARE |  |  |  | WIRED SPARE | [15 empty] | PATIENT ROOM REVIEW | 2024-08-15 | 12-21 | [23 empty] | 0 | [18 empty] | 0 |  | 0 | [24 empty] | 0
4710981 | U MI CIT | LEVEL 12 | IDF 12-334C | 12-311 | UNIV PATIENT RM | 2 |  | PM |  |  | PHYSIO MONITOR |  |  |  | PHYSIO MONITOR |  |  |  | SPARE | [7 empty] | CAPSULE P-P |  |  |  | CAPSULE |  |  |  | PATIENT ROOM REVIEW | 2024-08-15 | 12-21 | [6 empty] | B-450 | EEG - NATUS | [15 empty] | 0 | [18 empty] | 0 |  | 0 | [24 empty] | 0
4710995 | U MI CIT | LEVEL 12 | IDF 12-334C | 12-311 | UNIV PATIENT RM | 5 |  | TV4-NC |  |  | TELEVISION |  |  |  | WIRED SPARE |  |  |  | V-NURSING | [11 empty] | NURSE CALL JACK |  |  |  | PATIENT ROOM REVIEW | 2024-08-15 | 12-21 | [23 empty] | 0 | [18 empty] | 0 |  | 0 | [24 empty] | 0
8220830 | U MI CIT | LEVEL 12 | IDF 12-334C | 12-311 | UNIV PATIENT RM | 6 |  | 3 |  |  | WORKSTATION |  |  |  | WIRED SPARE |  |  |  | SPARE | [15 empty] | PATIENT ROOM REVIEW | 2024-08-15 | 12-21 | [17 empty] | 1 | longest arm to chart and view patient, VESA mount for Dell OptiPlex All-in-One: Starting weight: 16.55 lb (7.51 kg),Weight (maximum): 20.25 lb (9.19 kg),Starting weight, without stand: 12.37 lb (5.61 kg),Weight (maximum), without stand: 13.93 lb (6.32 kg), keyboard, mouse, wireless BCMA scanner Honeywell 1952HHD, | CLPV0203 |  |  |  | 0 |  |  |  | 1 | 1 | [12 empty] | 1 | 0 |  | 0 |  | 1 | 1 | [21 empty] | 0
4711016 | U MI CIT | LEVEL 12 | IDF 12-334C | 12-311B | CLINICAL WORKSTATION | 1 |  | 3 |  |  | WORKSTATION |  |  |  | WIRED SPARE |  |  |  | SPARE | [15 empty] | PATIENT ROOM REVIEW | 2024-08-15 | [20 empty] | WSIU3633 |  |  |  | 0 |  |  |  | 1 | 1 | [12 empty] | 1 | 0 |  | 0 |  |  | 1 | [21 empty] | 0
4710907 | U MI CIT | LEVEL 12 | IDF 12-334C | 12-313 | UNIV PATIENT RM | 1 |  | 3 |  |  | WIRED SPARE |  |  |  | WIRED SPARE |  |  |  | WIRED SPARE | [15 empty] | PATIENT ROOM REVIEW | 2024-08-15 | 12-22 | [23 empty] | 0 | [18 empty] | 0 |  | 0 | [24 empty] | 0
4710914 | U MI CIT | LEVEL 12 | IDF 12-334C | 12-313 | UNIV PATIENT RM | 2 |  | PM |  |  | PHYSIO MONITOR |  |  |  | PHYSIO MONITOR |  |  |  | SPARE | [7 empty] | CAPSULE P-P |  |  |  | CAPSULE |  |  |  | PATIENT ROOM REVIEW | 2024-08-15 | 12-22 | [6 empty] | B-450 | EEG - NATUS | [15 empty] | 0 | [18 empty] | 0 |  | 0 | [24 empty] | 0
4710928 | U MI CIT | LEVEL 12 | IDF 12-334C | 12-313 | UNIV PATIENT RM | 5 |  | TV4-NC |  |  | TELEVISION |  |  |  | WIRED SPARE |  |  |  | V-NURSING | [11 empty] | NURSE CALL JACK |  |  |  | PATIENT ROOM REVIEW | 2024-08-15 | 12-22 | [23 empty] | 0 | [18 empty] | 0 |  | 0 | [24 empty] | 0
8220814 | U MI CIT | LEVEL 12 | IDF 12-334C | 12-313 | UNIV PATIENT RM | 6 |  | 3 |  |  | WORKSTATION |  |  |  | WIRED SPARE |  |  |  | SPARE | [15 empty] | PATIENT ROOM REVIEW | 2024-08-15 | 12-22 | [17 empty] | 1 | longest arm to chart and view patient, VESA mount for Dell OptiPlex All-in-One: Starting weight: 16.55 lb (7.51 kg),Weight (maximum): 20.25 lb (9.19 kg),Starting weight, without stand: 12.37 lb (5.61 kg),Weight (maximum), without stand: 13.93 lb (6.32 kg), keyboard, mouse, wireless BCMA scanner Honeywell 1952HHD, | CLPV0204 |  |  |  | 0 |  |  |  | 1 | 1 | [12 empty] | 1 | 0 |  | 0 |  | 1 | 1 | [21 empty] | 0
4710949 | U MI CIT | LEVEL 12 | IDF 12-334C | 12-313B | CLINICAL WORKSTATION | 1 |  | 3 |  |  | WORKSTATION |  |  |  | WIRED SPARE |  |  |  | SPARE | [15 empty] | PATIENT ROOM REVIEW | 2024-08-15 | [20 empty] | WSIU3634 |  |  |  | 0 |  |  |  | 1 | 1 | [12 empty] | 1 | 0 |  | 0 |  |  | 1 | [21 empty] | 0
4710513 | U MI CIT | LEVEL 12 | IDF 12-334C | 12-315 | UNIV PATIENT RM | 1 |  | 3 |  |  | WIRED SPARE |  |  |  | WIRED SPARE |  |  |  | WIRED SPARE | [15 empty] | PATIENT ROOM REVIEW | 2024-08-15 | 12-23 | [23 empty] | 0 | [18 empty] | 0 |  | 0 | [24 empty] | 0
4710520 | U MI CIT | LEVEL 12 | IDF 12-334C | 12-315 | UNIV PATIENT RM | 2 |  | PM |  |  | PHYSIO MONITOR |  |  |  | PHYSIO MONITOR |  |  |  | SPARE | [7 empty] | CAPSULE P-P |  |  |  | CAPSULE |  |  |  | PATIENT ROOM REVIEW | 2024-08-15 | 12-23 | [6 empty] | B-450 | EEG - NATUS | [15 empty] | 0 | [18 empty] | 0 |  | 0 | [24 empty] | 0
4710534 | U MI CIT | LEVEL 12 | IDF 12-334C | 12-315 | UNIV PATIENT RM | 5 |  | TV4-NC |  |  | TELEVISION |  |  |  | WIRED SPARE |  |  |  | V-NURSING | [11 empty] | NURSE CALL JACK |  |  |  | PATIENT ROOM REVIEW | 2024-08-15 | 12-23 | [23 empty] | 0 | [18 empty] | 0 |  | 0 | [24 empty] | 0
8220661 | U MI CIT | LEVEL 12 | IDF 12-334C | 12-315 | UNIV PATIENT RM | 6 |  | 3 |  |  | WORKSTATION |  |  |  | WIRED SPARE |  |  |  | SPARE | [15 empty] | PATIENT ROOM REVIEW | 2024-08-15 | 12-23 | [17 empty] | 1 | longest arm to chart and view patient, VESA mount for Dell OptiPlex All-in-One: Starting weight: 16.55 lb (7.51 kg),Weight (maximum): 20.25 lb (9.19 kg),Starting weight, without stand: 12.37 lb (5.61 kg),Weight (maximum), without stand: 13.93 lb (6.32 kg), keyboard, mouse, wireless BCMA scanner Honeywell 1952HHD, | CLPV0205 |  |  |  | 0 |  |  |  | 1 | 1 | [12 empty] | 1 | 0 |  | 0 |  | 1 | 1 | [21 empty] | 0
4710592 | U MI CIT | LEVEL 12 | IDF 12-334C | 12-315B | CLINICAL WORKSTATION | 1 |  | 3 |  |  | WORKSTATION |  |  |  | WIRED SPARE |  |  |  | SPARE | [15 empty] | PATIENT ROOM REVIEW | 2024-08-15 | [20 empty] | WSIU3635 |  |  |  | 0 |  |  |  | 1 | 1 | [12 empty] | 1 | 0 |  | 0 |  |  | 1 | [21 empty] | 0
4853380 | U MI CIT | LEVEL 12 | IDF 12-334C | 12-317 | UNIV ISO PATIENT RM | 1 |  | 3 |  |  | WIRED SPARE |  |  |  | WIRED SPARE |  |  |  | WIRED SPARE | [15 empty] | PATIENT ROOM REVIEW | 2024-08-15 | 12-24 | [23 empty] | 0 | [18 empty] | 0 |  | 0 | [24 empty] | 0
4853364 | U MI CIT | LEVEL 12 | IDF 12-334C | 12-317 | UNIV ISO PATIENT RM | 2 |  | PM |  |  | PHYSIO MONITOR |  |  |  | PHYSIO MONITOR |  |  |  | SPARE | [7 empty] | CAPSULE P-P |  |  |  | CAPSULE |  |  |  | PATIENT ROOM REVIEW | 2024-08-15 | 12-24 | [6 empty] | B-450 | EEG - NATUS | [15 empty] | 0 | [18 empty] | 0 |  | 0 | [24 empty] | 0
4853388 | U MI CIT | LEVEL 12 | IDF 12-334C | 12-317 | UNIV ISO PATIENT RM | 5 |  | TV4-NC |  |  | TELEVISION |  |  |  | WIRED SPARE |  |  |  | V-NURSING | [11 empty] | NURSE CALL JACK |  |  |  | PATIENT ROOM REVIEW | 2024-08-15 | 12-24 | [23 empty] | 0 | [18 empty] | 0 |  | 0 | [24 empty] | 0
8220822 | U MI CIT | LEVEL 12 | IDF 12-334C | 12-317 | UNIV ISO PATIENT RM | 6 |  | 3 |  |  | WORKSTATION |  |  |  | WIRED SPARE |  |  |  | SPARE | [15 empty] | PATIENT ROOM REVIEW | 2024-08-15 | 12-24 | [17 empty] | 1 | longest arm to chart and view patient, VESA mount for Dell OptiPlex All-in-One: Starting weight: 16.55 lb (7.51 kg),Weight (maximum): 20.25 lb (9.19 kg),Starting weight, without stand: 12.37 lb (5.61 kg),Weight (maximum), without stand: 13.93 lb (6.32 kg), keyboard, mouse, wireless BCMA scanner Honeywell 1952HHD, | CLPV0183 |  |  |  | 0 |  |  |  | 1 | 1 | [12 empty] | 1 | 0 |  | 0 |  | 1 | 1 | [21 empty] | 0
4853309 | U MI CIT | LEVEL 12 | IDF 12-334C | 12-319 | UNIV PATIENT RM | 1 |  | 3 |  |  | WIRED SPARE |  |  |  | WIRED SPARE |  |  |  | WIRED SPARE | [15 empty] | PATIENT ROOM REVIEW | 2024-08-15 | 12-25 | [23 empty] | 0 | [18 empty] | 0 |  | 0 | [24 empty] | 0
4853295 | U MI CIT | LEVEL 12 | IDF 12-334C | 12-319 | UNIV PATIENT RM | 2 |  | PM |  |  | PHYSIO MONITOR |  |  |  | PHYSIO MONITOR |  |  |  | SPARE | [7 empty] | CAPSULE P-P |  |  |  | CAPSULE |  |  |  | PATIENT ROOM REVIEW | 2024-08-15 | 12-25 | [6 empty] | B-450 | EEG - NATUS | [15 empty] | 0 | [18 empty] | 0 |  | 0 | [24 empty] | 0
4853419 | U MI CIT | LEVEL 12 | IDF 12-334C | 12-319 | UNIV PATIENT RM | 5 |  | TV4-NC |  |  | TELEVISION |  |  |  | WIRED SPARE |  |  |  | V-NURSING | [11 empty] | NURSE CALL JACK |  |  |  | PATIENT ROOM REVIEW | 2024-08-15 | 12-25 | [23 empty] | 0 | [18 empty] | 0 |  | 0 | [24 empty] | 0
8220652 | U MI CIT | LEVEL 12 | IDF 12-334C | 12-319 | UNIV PATIENT RM | 6 |  | 3 |  |  | WORKSTATION |  |  |  | WIRED SPARE |  |  |  | SPARE | [15 empty] | PATIENT ROOM REVIEW | 2024-08-15 | 12-25 | [17 empty] | 1 | longest arm to chart and view patient, VESA mount for Dell OptiPlex All-in-One: Starting weight: 16.55 lb (7.51 kg),Weight (maximum): 20.25 lb (9.19 kg),Starting weight, without stand: 12.37 lb (5.61 kg),Weight (maximum), without stand: 13.93 lb (6.32 kg), keyboard, mouse, wireless BCMA scanner Honeywell 1952HHD, | CLPV0206 |  |  |  | 0 |  |  |  | 1 | 1 | [12 empty] | 1 | 0 |  | 0 |  | 1 | 1 | [21 empty] | 0
4853356 | U MI CIT | LEVEL 12 | IDF 12-334C | 12-319B | CLINICAL WORKSTATION | 1 |  | 3 |  |  | WORKSTATION |  |  |  | WIRED SPARE |  |  |  | SPARE | [15 empty] | PATIENT ROOM REVIEW | 2024-08-15 | [20 empty] | WSIU3636 |  |  |  | 0 |  |  |  | 1 | 1 | [12 empty] | 1 | 0 |  | 0 |  |  | 1 | [21 empty] | 0
4853267 | U MI CIT | LEVEL 12 | IDF 12-334C | 12-321 | UNIV PATIENT RM | 1 |  | 3 |  |  | WIRED SPARE |  |  |  | WIRED SPARE |  |  |  | WIRED SPARE | [15 empty] | PATIENT ROOM REVIEW | 2024-08-15 | 12-26 | [23 empty] | 0 | [18 empty] | 0 |  | 0 | [24 empty] | 0
4853253 | U MI CIT | LEVEL 12 | IDF 12-334C | 12-321 | UNIV PATIENT RM | 2 |  | PM |  |  | PHYSIO MONITOR |  |  |  | PHYSIO MONITOR |  |  |  | SPARE | [7 empty] | CAPSULE P-P |  |  |  | CAPSULE |  |  |  | PATIENT ROOM REVIEW | 2024-08-15 | 12-26 | [6 empty] | B-450 | EEG - NATUS | [15 empty] | 0 | [18 empty] | 0 |  | 0 | [24 empty] | 0
4853281 | U MI CIT | LEVEL 12 | IDF 12-334C | 12-321 | UNIV PATIENT RM | 5 |  | TV4-NC |  |  | TELEVISION |  |  |  | WIRED SPARE |  |  |  | V-NURSING | [11 empty] | NURSE CALL JACK |  |  |  | PATIENT ROOM REVIEW | 2024-08-15 | 12-26 | [23 empty] | 0 | [18 empty] | 0 |  | 0 | [24 empty] | 0
8220644 | U MI CIT | LEVEL 12 | IDF 12-334C | 12-321 | UNIV PATIENT RM | 6 |  | 3 |  |  | WORKSTATION |  |  |  | WIRED SPARE |  |  |  | SPARE | [15 empty] | PATIENT ROOM REVIEW | 2024-08-15 | 12-26 | [17 empty] | 1 | longest arm to chart and view patient, VESA mount for Dell OptiPlex All-in-One: Starting weight: 16.55 lb (7.51 kg),Weight (maximum): 20.25 lb (9.19 kg),Starting weight, without stand: 12.37 lb (5.61 kg),Weight (maximum), without stand: 13.93 lb (6.32 kg), keyboard, mouse, wireless BCMA scanner Honeywell 1952HHD, | CLPV0207 |  |  |  | 0 |  |  |  | 1 | 1 | [12 empty] | 1 | 0 |  | 0 |  | 1 | 1 | [21 empty] | 0
7256001 | U MI CIT | LEVEL 12 | IDF 12-334C | 12-321B | CLINICAL WORKSTATION | 1 |  | 3 |  |  | WORKSTATION |  |  |  | WIRED SPARE |  |  |  | SPARE | [15 empty] | PATIENT ROOM REVIEW | 2024-08-15 | [20 empty] | WSIU3637 |  |  |  | 0 |  |  |  | 1 | 1 | [12 empty] | 1 | 0 |  | 0 |  |  | 1 | [21 empty] | 0
4853225 | U MI CIT | LEVEL 12 | IDF 12-334C | 12-323 | UNIV PATIENT RM | 1 |  | 3 |  |  | WIRED SPARE |  |  |  | WIRED SPARE |  |  |  | WIRED SPARE | [15 empty] | PATIENT ROOM REVIEW | 2024-08-15 | 12-27 | [23 empty] | 0 | [18 empty] | 0 |  | 0 | [24 empty] | 0
4853211 | U MI CIT | LEVEL 12 | IDF 12-334C | 12-323 | UNIV PATIENT RM | 2 |  | PM |  |  | PHYSIO MONITOR |  |  |  | PHYSIO MONITOR |  |  |  | SPARE | [7 empty] | CAPSULE P-P |  |  |  | CAPSULE |  |  |  | PATIENT ROOM REVIEW | 2024-08-15 | 12-27 | [6 empty] | B-450 | EEG - NATUS | [15 empty] | 0 | [18 empty] | 0 |  | 0 | [24 empty] | 0
4853239 | U MI CIT | LEVEL 12 | IDF 12-334C | 12-323 | UNIV PATIENT RM | 5 |  | TV4-NC |  |  | TELEVISION |  |  |  | WIRED SPARE |  |  |  | V-NURSING | [11 empty] | NURSE CALL JACK |  |  |  | PATIENT ROOM REVIEW | 2024-08-15 | 12-27 | [23 empty] | 0 | [18 empty] | 0 |  | 0 | [24 empty] | 0
8220635 | U MI CIT | LEVEL 12 | IDF 12-334C | 12-323 | UNIV PATIENT RM | 6 |  | 3 |  |  | WORKSTATION |  |  |  | WIRED SPARE |  |  |  | SPARE | [15 empty] | PATIENT ROOM REVIEW | 2024-08-15 | 12-27 | [17 empty] | 1 | longest arm to chart and view patient, VESA mount for Dell OptiPlex All-in-One: Starting weight: 16.55 lb (7.51 kg),Weight (maximum): 20.25 lb (9.19 kg),Starting weight, without stand: 12.37 lb (5.61 kg),Weight (maximum), without stand: 13.93 lb (6.32 kg), keyboard, mouse, wireless BCMA scanner Honeywell 1952HHD, | CLPV0208 |  |  |  | 0 |  |  |  | 1 | 1 | [12 empty] | 1 | 0 |  | 0 |  | 1 | 1 | [21 empty] | 0
4853081 | U MI CIT | LEVEL 12 | IDF 12-334C | 12-323B | CLINICAL WORKSTATION | 1 |  | 3 |  |  | WORKSTATION |  |  |  | WIRED SPARE |  |  |  | SPARE | [15 empty] | PATIENT ROOM REVIEW | 2024-08-15 | [20 empty] | WSIU3638 |  |  |  | 0 |  |  |  | 1 | 1 | [12 empty] | 1 | 0 |  | 0 |  |  | 1 | [21 empty] | 0
4853183 | U MI CIT | LEVEL 12 | IDF 12-334C | 12-325 | UNIV PATIENT RM | 1 |  | 3 |  |  | WIRED SPARE |  |  |  | WIRED SPARE |  |  |  | WIRED SPARE | [15 empty] | PATIENT ROOM REVIEW | 2024-08-15 | 12-28 | [23 empty] | 0 | [18 empty] | 0 |  | 0 | [24 empty] | 0
4853176 | U MI CIT | LEVEL 12 | IDF 12-334C | 12-325 | UNIV PATIENT RM | 2 |  | PM |  |  | PHYSIO MONITOR |  |  |  | PHYSIO MONITOR |  |  |  | SPARE | [7 empty] | CAPSULE P-P |  |  |  | CAPSULE |  |  |  | PATIENT ROOM REVIEW | 2024-08-15 | 12-28 | [6 empty] | B-450 | EEG - NATUS | [15 empty] | 0 | [18 empty] | 0 |  | 0 | [24 empty] | 0
4853197 | U MI CIT | LEVEL 12 | IDF 12-334C | 12-325 | UNIV PATIENT RM | 5 |  | TV4-NC |  |  | TELEVISION |  |  |  | WIRED SPARE |  |  |  | V-NURSING | [11 empty] | NURSE CALL JACK |  |  |  | PATIENT ROOM REVIEW | 2024-08-15 | 12-28 | [23 empty] | 0 | [18 empty] | 0 |  | 0 | [24 empty] | 0
8220625 | U MI CIT | LEVEL 12 | IDF 12-334C | 12-325 | UNIV PATIENT RM | 6 |  | 3 |  |  | WORKSTATION |  |  |  | WIRED SPARE |  |  |  | SPARE | [15 empty] | PATIENT ROOM REVIEW | 2024-08-15 | 12-28 | [17 empty] | 1 | longest arm to chart and view patient, VESA mount for Dell OptiPlex All-in-One: Starting weight: 16.55 lb (7.51 kg),Weight (maximum): 20.25 lb (9.19 kg),Starting weight, without stand: 12.37 lb (5.61 kg),Weight (maximum), without stand: 13.93 lb (6.32 kg), keyboard, mouse, wireless BCMA scanner Honeywell 1952HHD, | CLPV0209 |  |  |  | 0 |  |  |  | 1 | 1 | [12 empty] | 1 | 0 |  | 0 |  | 1 | 1 | [21 empty] | 0
4853073 | U MI CIT | LEVEL 12 | IDF 12-334C | 12-325B | CLINICAL WORKSTATION | 1 |  | 3 |  |  | WORKSTATION |  |  |  | WIRED SPARE |  |  |  | SPARE | [15 empty] | PATIENT ROOM REVIEW | 2024-08-15 | [20 empty] | WSIU3639 |  |  |  | 0 |  |  |  | 1 | 1 | [12 empty] | 1 | 0 |  | 0 |  |  | 1 | [21 empty] | 0
4853148 | U MI CIT | LEVEL 12 | IDF 12-438C | 12-327 | UNIV PATIENT RM | 1 |  | 3 |  |  | WIRED SPARE |  |  |  | WIRED SPARE |  |  |  | WIRED SPARE | [15 empty] | PATIENT ROOM REVIEW | 2024-08-15 | 12-29 | [23 empty] | 0 | [18 empty] | 0 |  | 0 | [24 empty] | 0
4853141 | U MI CIT | LEVEL 12 | IDF 12-438C | 12-327 | UNIV PATIENT RM | 2 |  | PM |  |  | PHYSIO MONITOR |  |  |  | PHYSIO MONITOR |  |  |  | SPARE | [7 empty] | CAPSULE P-P |  |  |  | CAPSULE |  |  |  | PATIENT ROOM REVIEW | 2024-08-15 | 12-29 | [6 empty] | B-450 | EEG - NATUS | [15 empty] | 0 | [18 empty] | 0 |  | 0 | [24 empty] | 0
4853162 | U MI CIT | LEVEL 12 | IDF 12-438C | 12-327 | UNIV PATIENT RM | 5 |  | TV4-NC |  |  | TELEVISION |  |  |  | WIRED SPARE |  |  |  | V-NURSING | [11 empty] | NURSE CALL JACK |  |  |  | PATIENT ROOM REVIEW | 2024-08-15 | 12-29 | [23 empty] | 0 | [18 empty] | 0 |  | 0 | [24 empty] | 0
8220614 | U MI CIT | LEVEL 12 | IDF 12-438C | 12-327 | UNIV PATIENT RM | 6 |  | 3 |  |  | WORKSTATION |  |  |  | WIRED SPARE |  |  |  | SPARE | [15 empty] | PATIENT ROOM REVIEW | 2024-08-15 | 12-29 | [17 empty] | 1 | longest arm to chart and view patient, VESA mount for Dell OptiPlex All-in-One: Starting weight: 16.55 lb (7.51 kg),Weight (maximum): 20.25 lb (9.19 kg),Starting weight, without stand: 12.37 lb (5.61 kg),Weight (maximum), without stand: 13.93 lb (6.32 kg), keyboard, mouse, wireless BCMA scanner Honeywell 1952HHD, | CLPV0210 |  |  |  | 0 |  |  |  | 1 | 1 | [12 empty] | 1 | 0 |  | 0 |  | 1 | 1 | [21 empty] | 0
7255468 | U MI CIT | LEVEL 12 | IDF 12-438C | 12-327B | CLINICAL WORKSTATION | 1 |  | 3 |  |  | WORKSTATION |  |  |  | WIRED SPARE |  |  |  | SPARE | [15 empty] | PATIENT ROOM REVIEW | 2024-08-15 | [20 empty] | WSIU3640 |  |  |  | 0 |  |  |  | 1 | 1 | [12 empty] | 1 | 0 |  | 0 |  |  | 1 | [21 empty] | 0
4853113 | U MI CIT | LEVEL 12 | IDF 12-438C | 12-329 | UNIV PATIENT RM | 1 |  | 3 |  |  | WIRED SPARE |  |  |  | WIRED SPARE |  |  |  | WIRED SPARE | [15 empty] | PATIENT ROOM REVIEW | 2024-08-15 | 12-30 | [23 empty] | 0 | [18 empty] | 0 |  | 0 | [24 empty] | 0
7255544 | U MI CIT | LEVEL 12 | IDF 12-438C | 12-329 | UNIV PATIENT RM | 2 |  | PM |  |  | PHYSIO MONITOR |  |  |  | PHYSIO MONITOR |  |  |  | SPARE | [7 empty] | CAPSULE P-P |  |  |  | CAPSULE |  |  |  | PATIENT ROOM REVIEW | 2024-08-15 | 12-30 | [6 empty] | B-450 | EEG - NATUS | [15 empty] | 0 | [18 empty] | 0 |  | 0 | [24 empty] | 0
4853127 | U MI CIT | LEVEL 12 | IDF 12-438C | 12-329 | UNIV PATIENT RM | 5 |  | TV4-NC |  |  | TELEVISION |  |  |  | WIRED SPARE |  |  |  | V-NURSING | [11 empty] | NURSE CALL JACK |  |  |  | PATIENT ROOM REVIEW | 2024-08-15 | 12-30 | [23 empty] | 0 | [18 empty] | 0 |  | 0 | [24 empty] | 0
8220606 | U MI CIT | LEVEL 12 | IDF 12-438C | 12-329 | UNIV PATIENT RM | 6 |  | 3 |  |  | WORKSTATION |  |  |  | WIRED SPARE |  |  |  | SPARE | [15 empty] | PATIENT ROOM REVIEW | 2024-08-15 | 12-30 | [17 empty] | 1 | longest arm to chart and view patient, VESA mount for Dell OptiPlex All-in-One: Starting weight: 16.55 lb (7.51 kg),Weight (maximum): 20.25 lb (9.19 kg),Starting weight, without stand: 12.37 lb (5.61 kg),Weight (maximum), without stand: 13.93 lb (6.32 kg), keyboard, mouse, wireless BCMA scanner Honeywell 1952HHD, | CLPV0211 |  |  |  | 0 |  |  |  | 1 | 1 | [12 empty] | 1 | 0 |  | 0 |  | 1 | 1 | [21 empty] | 0
4853065 | U MI CIT | LEVEL 12 | IDF 12-438C | 12-329B | CLINICAL WORKSTATION | 1 |  | 3 |  |  | WORKSTATION |  |  |  | WIRED SPARE |  |  |  | SPARE | [15 empty] | PATIENT ROOM REVIEW | 2024-08-15 | [20 empty] | WSIU3641 |  |  |  | 0 |  |  |  | 1 | 1 | [12 empty] | 1 | 0 |  | 0 |  |  | 1 | [21 empty] | 0
4853049 | U MI CIT | LEVEL 12 | IDF 12-438C | 12-331 | UNIV PATIENT RM | 1 |  | 3 |  |  | WIRED SPARE |  |  |  | WIRED SPARE |  |  |  | WIRED SPARE | [15 empty] | PATIENT ROOM REVIEW | 2024-08-15 | 12-31 | [23 empty] | 0 | [18 empty] | 0 |  | 0 | [24 empty] | 0
8220597 | U MI CIT | LEVEL 12 | IDF 12-438C | 12-331 | UNIV PATIENT RM | 6 |  | 3 |  |  | WORKSTATION |  |  |  | WIRED SPARE |  |  |  | SPARE | [15 empty] | PATIENT ROOM REVIEW | 2024-08-15 | 12-31 | [17 empty] | 1 | longest arm to chart and view patient, VESA mount for Dell OptiPlex All-in-One: Starting weight: 16.55 lb (7.51 kg),Weight (maximum): 20.25 lb (9.19 kg),Starting weight, without stand: 12.37 lb (5.61 kg),Weight (maximum), without stand: 13.93 lb (6.32 kg), keyboard, mouse, wireless BCMA scanner Honeywell 1952HHD, | CLPV0212 |  |  |  | 0 |  |  |  | 1 | 1 | [12 empty] | 1 | 0 |  | 0 |  | 1 | 1 | [21 empty] | 0
4853033 | U MI CIT | LEVEL 12 | IDF 12-438C | 12-331 | UNIV PATIENT RM | 2 |  | PM |  |  | PHYSIO MONITOR |  |  |  | PHYSIO MONITOR |  |  |  | SPARE | [7 empty] | CAPSULE P-P |  |  |  | CAPSULE |  |  |  | PATIENT ROOM REVIEW | 2024-08-15 | 12-31 | [6 empty] | B-450 | EEG - NATUS | [15 empty] | 0 | [18 empty] | 0 |  | 0 | [24 empty] | 0
4853097 | U MI CIT | LEVEL 12 | IDF 12-438C | 12-331 | UNIV PATIENT RM | 5 |  | TV4-NC |  |  | TELEVISION |  |  |  | WIRED SPARE |  |  |  | V-NURSING | [11 empty] | NURSE CALL JACK |  |  |  | PATIENT ROOM REVIEW | 2024-08-15 | 12-31 | [23 empty] | 0 | [18 empty] | 0 |  | 0 | [24 empty] | 0
4853057 | U MI CIT | LEVEL 12 | IDF 12-438C | 12-331B | CLINICAL WORKSTATION | 1 |  | 3 |  |  | WORKSTATION |  |  |  | WIRED SPARE |  |  |  | SPARE | [15 empty] | PATIENT ROOM REVIEW | 2024-08-15 | [20 empty] | WSIU3642 |  |  |  | 0 |  |  |  | 1 | 1 | [12 empty] | 1 | 0 |  | 0 |  |  | 1 | [21 empty] | 0
7255897 | U MI CIT | LEVEL 12 | IDF 12-438C | 12-333 | UNIV ISO PATIENT RM ADA | 1 |  | 3 |  |  | WIRED SPARE |  |  |  | WIRED SPARE |  |  |  | WIRED SPARE | [15 empty] | PATIENT ROOM REVIEW | 2024-08-15 | 12-32 | [23 empty] | 0 | [18 empty] | 0 |  | 0 | [24 empty] | 0
7255883 | U MI CIT | LEVEL 12 | IDF 12-438C | 12-333 | UNIV ISO PATIENT RM ADA | 2 |  | PM |  |  | PHYSIO MONITOR |  |  |  | PHYSIO MONITOR |  |  |  | SPARE | [7 empty] | CAPSULE P-P |  |  |  | CAPSULE |  |  |  | PATIENT ROOM REVIEW | 2024-08-15 | 12-32 | [6 empty] | B-450 | EEG - NATUS | [15 empty] | 0 | [18 empty] | 0 |  | 0 | [24 empty] | 0
7255904 | U MI CIT | LEVEL 12 | IDF 12-438C | 12-333 | UNIV ISO PATIENT RM ADA | 5 |  | TV4-NC |  |  | TELEVISION |  |  |  | WIRED SPARE |  |  |  | V-NURSING | [11 empty] | NURSE CALL JACK |  |  |  | PATIENT ROOM REVIEW | 2024-08-15 | 12-32 | [23 empty] | 0 | [18 empty] | 0 |  | 0 | [24 empty] | 0
8220586 | U MI CIT | LEVEL 12 | IDF 12-438C | 12-333 | UNIV ISO PATIENT RM ADA | 6 |  | 3 |  |  | WORKSTATION |  |  |  | WIRED SPARE |  |  |  | SPARE | [15 empty] | PATIENT ROOM REVIEW | 2024-08-15 | 12-32 | [17 empty] | 1 | longest arm to chart and view patient, VESA mount for Dell OptiPlex All-in-One: Starting weight: 16.55 lb (7.51 kg),Weight (maximum): 20.25 lb (9.19 kg),Starting weight, without stand: 12.37 lb (5.61 kg),Weight (maximum), without stand: 13.93 lb (6.32 kg), keyboard, mouse, wireless BCMA scanner Honeywell 1952HHD, | CLPV0185 |  |  |  | 0 |  |  |  | 1 | 1 | [12 empty] | 1 | 0 |  | 0 |  | 1 | 1 | [21 empty] | 0
4853025 | U MI CIT | LEVEL 12 | IDF 12-438C | 12-333B | CLINICAL WORKSTATION | 1 |  | 3 |  |  | WORKSTATION |  |  |  | WIRED SPARE |  |  |  | SPARE | [15 empty] | PATIENT ROOM REVIEW | 2024-08-15 | [20 empty] | WSIU3643 |  |  |  | 0 |  |  |  | 1 | 1 | [12 empty] | 1 | 0 |  | 0 |  |  | 1 | [21 empty] | 0
6639528 | U MI CIT | LEVEL 12 | IDF 12-438C | 12-401 | UNIV PATIENT RM | 1 |  | 3 |  |  | WIRED SPARE |  |  |  | WIRED SPARE |  |  |  | WIRED SPARE | [15 empty] | PATIENT ROOM REVIEW | 2024-08-15 | 12-33 | [23 empty] | 0 | [18 empty] | 0 |  | 0 | [24 empty] | 0
4852791 | U MI CIT | LEVEL 12 | IDF 12-438C | 12-401 | UNIV PATIENT RM | 2 |  | PM |  |  | PHYSIO MONITOR |  |  |  | PHYSIO MONITOR |  |  |  | SPARE | [7 empty] | CAPSULE P-P |  |  |  | CAPSULE |  |  |  | PATIENT ROOM REVIEW | 2024-08-15 | 12-33 | [6 empty] | CANVAS | EEG - NATUS | [15 empty] | 0 | [18 empty] | 0 |  | 0 | [24 empty] | 0
4852847 | U MI CIT | LEVEL 12 | IDF 12-438C | 12-401 | UNIV PATIENT RM | 5 |  | TV4-NC |  |  | TELEVISION |  |  |  | WIRED SPARE |  |  |  | V-NURSING | [11 empty] | NURSE CALL JACK |  |  |  | PATIENT ROOM REVIEW | 2024-08-15 | 12-33 | [23 empty] | 0 | [18 empty] | 0 |  | 0 | [24 empty] | 0
8220669 | U MI CIT | LEVEL 12 | IDF 12-438C | 12-401 | UNIV PATIENT RM | 7 |  | 3 |  |  | WORKSTATION |  |  |  | LABEL PRINTER |  |  |  | SPARE | [15 empty] | PATIENT ROOM REVIEW | 2024-08-15 | 12-33 | [17 empty] | 1 | longest arm to chart and view patient, VESA mount for Dell OptiPlex All-in-One: Starting weight: 16.55 lb (7.51 kg),Weight (maximum): 20.25 lb (9.19 kg),Starting weight, without stand: 12.37 lb (5.61 kg),Weight (maximum), without stand: 13.93 lb (6.32 kg), keyboard, mouse, wireless BCMA scanner Honeywell 1952HHD, | CLPV0213 |  | PRT-PAV1222 |  | 0 |  |  |  | 1 | 1 | [12 empty] | 1 | 0 |  | 0 |  | 1 | 1 | [20 empty] | 1 | 0 | [11 empty] | ADDITIONAL LABEL PRINTER
8589242 | U MI CIT | LEVEL 12 | IDF 12-438C | 12-401B | CLINICAL WORKSTATION | 1 |  | 3 |  |  | WORKSTATION |  |  |  | WIRED SPARE |  |  |  | SPARE | [15 empty] | PATIENT ROOM REVIEW | 2024-08-15 | [20 empty] | WSIU3644 |  |  |  | 0 |  |  |  | 1 | 1 | [12 empty] | 1 | 0 |  | 0 |  |  | 1 | [21 empty] | 0
6639633 | U MI CIT | LEVEL 12 | IDF 12-438C | 12-403 | UNIV PATIENT RM | 1 |  | 3 |  |  | WIRED SPARE |  |  |  | WIRED SPARE |  |  |  | WIRED SPARE | [15 empty] | PATIENT ROOM REVIEW | 2024-08-15 | 12-34 | [23 empty] | 0 | [18 empty] | 0 |  | 0 | [24 empty] | 0
4852783 | U MI CIT | LEVEL 12 | IDF 12-438C | 12-403 | UNIV PATIENT RM | 2 |  | PM |  |  | PHYSIO MONITOR |  |  |  | PHYSIO MONITOR |  |  |  | SPARE | [7 empty] | CAPSULE P-P |  |  |  | CAPSULE |  |  |  | PATIENT ROOM REVIEW | 2024-08-15 | 12-34 | [6 empty] | CANVAS | EEG - NATUS | [15 empty] | 0 | [18 empty] | 0 |  | 0 | [24 empty] | 0
4852839 | U MI CIT | LEVEL 12 | IDF 12-438C | 12-403 | UNIV PATIENT RM | 5 |  | TV4-NC |  |  | TELEVISION |  |  |  | WIRED SPARE |  |  |  | V-NURSING | [11 empty] | NURSE CALL JACK |  |  |  | PATIENT ROOM REVIEW | 2024-08-15 | 12-34 | [23 empty] | 0 | [18 empty] | 0 |  | 0 | [24 empty] | 0
8220678 | U MI CIT | LEVEL 12 | IDF 12-438C | 12-403 | UNIV PATIENT RM | 7 |  | 3 |  |  | WORKSTATION |  |  |  | LABEL PRINTER |  |  |  | SPARE | [15 empty] | PATIENT ROOM REVIEW | 2024-08-15 | 12-34 | [17 empty] | 1 | longest arm to chart and view patient, VESA mount for Dell OptiPlex All-in-One: Starting weight: 16.55 lb (7.51 kg),Weight (maximum): 20.25 lb (9.19 kg),Starting weight, without stand: 12.37 lb (5.61 kg),Weight (maximum), without stand: 13.93 lb (6.32 kg), keyboard, mouse, wireless BCMA scanner Honeywell 1952HHD, | CLPV0214 |  | PRT-PAV1223 |  | 0 |  |  |  | 1 | 1 | [12 empty] | 1 | 0 |  | 0 |  | 1 | 1 | [20 empty] | 1 | 0 | [11 empty] | ADDITIONAL LABEL PRINTER
7613615 | U MI CIT | LEVEL 12 | IDF 12-438C | 12-403B | CLINICAL WORKSTATION | 1 |  | 3 |  |  | WORKSTATION |  |  |  | WIRED SPARE |  |  |  | SPARE | [15 empty] | PATIENT ROOM REVIEW | 2024-08-15 | [20 empty] | WSIU3645 |  |  |  | 0 |  |  |  | 1 | 1 | [12 empty] | 1 | 0 |  | 0 |  |  | 1 | [21 empty] | 0
6639740 | U MI CIT | LEVEL 12 | IDF 12-438C | 12-405 | UNIV PATIENT RM | 1 |  | 3 |  |  | WIRED SPARE |  |  |  | WIRED SPARE |  |  |  | WIRED SPARE | [15 empty] | PATIENT ROOM REVIEW | 2024-08-15 | 12-35 | [23 empty] | 0 | [18 empty] | 0 |  | 0 | [24 empty] | 0
4852775 | U MI CIT | LEVEL 12 | IDF 12-438C | 12-405 | UNIV PATIENT RM | 2 |  | PM |  |  | PHYSIO MONITOR |  |  |  | PHYSIO MONITOR |  |  |  | SPARE | [7 empty] | CAPSULE P-P |  |  |  | CAPSULE |  |  |  | PATIENT ROOM REVIEW | 2024-08-15 | 12-35 | [6 empty] | CANVAS | EEG - NATUS | [15 empty] | 0 | [18 empty] | 0 |  | 0 | [24 empty] | 0
4852831 | U MI CIT | LEVEL 12 | IDF 12-438C | 12-405 | UNIV PATIENT RM | 5 |  | TV4-NC |  |  | TELEVISION |  |  |  | WIRED SPARE |  |  |  | V-NURSING | [11 empty] | NURSE CALL JACK |  |  |  | PATIENT ROOM REVIEW | 2024-08-15 | 12-35 | [23 empty] | 0 | [18 empty] | 0 |  | 0 | [24 empty] | 0
8220686 | U MI CIT | LEVEL 12 | IDF 12-438C | 12-405 | UNIV PATIENT RM | 7 |  | 3 |  |  | WORKSTATION |  |  |  | LABEL PRINTER |  |  |  | SPARE | [15 empty] | PATIENT ROOM REVIEW | 2024-08-15 | 12-35 | [17 empty] | 1 | longest arm to chart and view patient, VESA mount for Dell OptiPlex All-in-One: Starting weight: 16.55 lb (7.51 kg),Weight (maximum): 20.25 lb (9.19 kg),Starting weight, without stand: 12.37 lb (5.61 kg),Weight (maximum), without stand: 13.93 lb (6.32 kg), keyboard, mouse, wireless BCMA scanner Honeywell 1952HHD, | CLPV0215 |  | PRT-PAV1224 |  | 0 |  |  |  | 1 | 1 | [12 empty] | 1 | 0 |  | 0 |  | 1 | 1 | [20 empty] | 1 | 0
4852871 | U MI CIT | LEVEL 12 | IDF 12-438C | 12-405B | CLINICAL WORKSTATION | 1 |  | 3 |  |  | WORKSTATION |  |  |  | WIRED SPARE |  |  |  | SPARE | [15 empty] | PATIENT ROOM REVIEW | 2024-08-15 | [20 empty] | WSIU3646 |  |  |  | 0 |  |  |  | 1 | 1 | [12 empty] | 1 | 0 |  | 0 |  |  | 1 | [21 empty] | 0
6639857 | U MI CIT | LEVEL 12 | IDF 12-438C | 12-407 | UNIV PATIENT RM | 1 |  | 3 |  |  | WIRED SPARE |  |  |  | WIRED SPARE |  |  |  | WIRED SPARE | [15 empty] | PATIENT ROOM REVIEW | 2024-08-15 | 12-36 | [23 empty] | 0 | [18 empty] | 0 |  | 0 | [24 empty] | 0
4852767 | U MI CIT | LEVEL 12 | IDF 12-438C | 12-407 | UNIV PATIENT RM | 2 |  | PM |  |  | PHYSIO MONITOR |  |  |  | PHYSIO MONITOR |  |  |  | SPARE | [7 empty] | CAPSULE P-P |  |  |  | CAPSULE |  |  |  | PATIENT ROOM REVIEW | 2024-08-15 | 12-36 | [6 empty] | CANVAS | EEG - NATUS | [15 empty] | 0 | [18 empty] | 0 |  | 0 | [24 empty] | 0
4852823 | U MI CIT | LEVEL 12 | IDF 12-438C | 12-407 | UNIV PATIENT RM | 5 |  | TV4-NC |  |  | TELEVISION |  |  |  | WIRED SPARE |  |  |  | V-NURSING | [11 empty] | NURSE CALL JACK |  |  |  | PATIENT ROOM REVIEW | 2024-08-15 | 12-36 | [23 empty] | 0 | [18 empty] | 0 |  | 0 | [24 empty] | 0
8220694 | U MI CIT | LEVEL 12 | IDF 12-438C | 12-407 | UNIV PATIENT RM | 6 |  | 3 |  |  | WORKSTATION |  |  |  | LABEL PRINTER |  |  |  | SPARE | [15 empty] | PATIENT ROOM REVIEW | 2024-08-15 | 12-36 | [17 empty] | 1 | longest arm to chart and view patient, VESA mount for Dell OptiPlex All-in-One: Starting weight: 16.55 lb (7.51 kg),Weight (maximum): 20.25 lb (9.19 kg),Starting weight, without stand: 12.37 lb (5.61 kg),Weight (maximum), without stand: 13.93 lb (6.32 kg), keyboard, mouse, wireless BCMA scanner Honeywell 1952HHD, | CLPV0216 |  | PRT-PAV1225 |  | 0 |  |  |  | 1 | 1 | [12 empty] | 1 | 0 |  | 0 |  | 1 | 1 | [20 empty] | 1 | 0 | [11 empty] | ADDITIONAL LABEL PRINTER
7613740 | U MI CIT | LEVEL 12 | IDF 12-438C | 12-407B | CLINICAL WORKSTATION | 1 |  | 3 |  |  | WORKSTATION |  |  |  | WIRED SPARE |  |  |  | SPARE | [15 empty] | PATIENT ROOM REVIEW | 2024-08-15 | [20 empty] | WSIU3647 |  |  |  | 0 |  |  |  | 1 | 1 | [12 empty] | 1 | 0 |  | 0 |  |  | 1 | [21 empty] | 0
6639962 | U MI CIT | LEVEL 12 | IDF 12-438C | 12-409 | UNIV PATIENT RM | 1 |  | 3 |  |  | WIRED SPARE |  |  |  | WIRED SPARE |  |  |  | WIRED SPARE | [15 empty] | PATIENT ROOM REVIEW | 2024-08-15 | 12-37 | [23 empty] | 0 | [18 empty] | 0 |  | 0 | [24 empty] | 0
4852759 | U MI CIT | LEVEL 12 | IDF 12-438C | 12-409 | UNIV PATIENT RM | 2 |  | PM |  |  | PHYSIO MONITOR |  |  |  | PHYSIO MONITOR |  |  |  | SPARE | [7 empty] | CAPSULE P-P |  |  |  | CAPSULE |  |  |  | PATIENT ROOM REVIEW | 2024-08-15 | 12-37 | [6 empty] | CANVAS | EEG - NATUS | [15 empty] | 0 | [18 empty] | 0 |  | 0 | [24 empty] | 0
4852815 | U MI CIT | LEVEL 12 | IDF 12-438C | 12-409 | UNIV PATIENT RM | 5 |  | TV4-NC |  |  | TELEVISION |  |  |  | WIRED SPARE |  |  |  | V-NURSING | [11 empty] | NURSE CALL JACK |  |  |  | PATIENT ROOM REVIEW | 2024-08-15 | 12-37 | [23 empty] | 0 | [18 empty] | 0 |  | 0 | [24 empty] | 0
8220702 | U MI CIT | LEVEL 12 | IDF 12-438C | 12-409 | UNIV PATIENT RM | 6 |  | 3 |  |  | WORKSTATION |  |  |  | LABEL PRINTER |  |  |  | SPARE | [15 empty] | PATIENT ROOM REVIEW | 2024-08-15 | 12-37 | [17 empty] | 1 | longest arm to chart and view patient, VESA mount for Dell OptiPlex All-in-One: Starting weight: 16.55 lb (7.51 kg),Weight (maximum): 20.25 lb (9.19 kg),Starting weight, without stand: 12.37 lb (5.61 kg),Weight (maximum), without stand: 13.93 lb (6.32 kg), keyboard, mouse, wireless BCMA scanner Honeywell 1952HHD, | CLPV0217 |  | PRT-PAV1226 |  | 0 |  |  |  | 1 | 1 | [12 empty] | 1 | 0 |  | 0 |  | 1 | 1 | [20 empty] | 1 | 0 | [11 empty] | ADDITIONAL LABEL PRINTER
8574351 | U MI CIT | LEVEL 12 | IDF 12-438C | 12-409B | CLINICAL WORKSTATION | 1 |  | 3 |  |  | WORKSTATION |  |  |  | WIRED SPARE |  |  |  | SPARE | [15 empty] | PATIENT ROOM REVIEW | 2024-08-15 | [20 empty] | WSIU3648 |  |  |  | 0 |  |  |  | 1 | 1 | [12 empty] | 1 | 0 |  | 0 |  |  | 1 | [21 empty] | 0
6640067 | U MI CIT | LEVEL 12 | IDF 12-438C | 12-411 | UNIV PATIENT RM | 1 |  | 3 |  |  | WIRED SPARE |  |  |  | WIRED SPARE |  |  |  | WIRED SPARE | [15 empty] | PATIENT ROOM REVIEW | 2024-08-15 | 12-38 | [23 empty] | 0 | [18 empty] | 0 |  | 0 | [24 empty] | 0
4852751 | U MI CIT | LEVEL 12 | IDF 12-438C | 12-411 | UNIV PATIENT RM | 2 |  | PM |  |  | PHYSIO MONITOR |  |  |  | PHYSIO MONITOR |  |  |  | SPARE | [7 empty] | CAPSULE P-P |  |  |  | CAPSULE |  |  |  | PATIENT ROOM REVIEW | 2024-08-15 | 12-38 | [6 empty] | CANVAS | EEG - NATUS | [15 empty] | 0 | [18 empty] | 0 |  | 0 | [24 empty] | 0
4852807 | U MI CIT | LEVEL 12 | IDF 12-438C | 12-411 | UNIV PATIENT RM | 5 |  | TV4-NC |  |  | TELEVISION |  |  |  | WIRED SPARE |  |  |  | V-NURSING | [11 empty] | NURSE CALL JACK |  |  |  | PATIENT ROOM REVIEW | 2024-08-15 | 12-38 | [23 empty] | 0 | [18 empty] | 0 |  | 0 | [24 empty] | 0
8220710 | U MI CIT | LEVEL 12 | IDF 12-438C | 12-411 | UNIV PATIENT RM | 6 |  | 3 |  |  | WORKSTATION |  |  |  | LABEL PRINTER |  |  |  | SPARE | [15 empty] | PATIENT ROOM REVIEW | 2024-08-15 | 12-38 | [17 empty] | 1 | longest arm to chart and view patient, VESA mount for Dell OptiPlex All-in-One: Starting weight: 16.55 lb (7.51 kg),Weight (maximum): 20.25 lb (9.19 kg),Starting weight, without stand: 12.37 lb (5.61 kg),Weight (maximum), without stand: 13.93 lb (6.32 kg), keyboard, mouse, wireless BCMA scanner Honeywell 1952HHD, | CLPV0218 |  | PRT-PAV1227 |  | 0 |  |  |  | 1 | 1 | [12 empty] | 1 | 0 |  | 0 |  | 1 | 1 | [20 empty] | 1 | 0 | [11 empty] | ADDITIONAL LABEL PRINTER
8574185 | U MI CIT | LEVEL 12 | IDF 12-438C | 12-411B | CLINICAL WORKSTATION | 1 |  | 3 |  |  | WORKSTATION |  |  |  | WIRED SPARE |  |  |  | SPARE | [15 empty] | PATIENT ROOM REVIEW | 2024-08-15 | [20 empty] | WSIU3649 |  |  |  | 0 |  |  |  | 1 | 1 | [12 empty] | 1 | 0 |  | 0 |  |  | 1 | [21 empty] | 0
6640148 | U MI CIT | LEVEL 12 | IDF 12-438C | 12-413 | UNIV PATIENT RM ADA | 1 |  | 3 |  |  | WIRED SPARE |  |  |  | WIRED SPARE |  |  |  | WIRED SPARE | [15 empty] | PATIENT ROOM REVIEW | 2024-08-15 | 12-39 | [23 empty] | 0 | [18 empty] | 0 |  | 0 | [24 empty] | 0
4852743 | U MI CIT | LEVEL 12 | IDF 12-438C | 12-413 | UNIV PATIENT RM ADA | 2 |  | PM |  |  | PHYSIO MONITOR |  |  |  | PHYSIO MONITOR |  |  |  | SPARE | [7 empty] | CAPSULE P-P |  |  |  | CAPSULE |  |  |  | PATIENT ROOM REVIEW | 2024-08-15 | 12-39 | [6 empty] | CANVAS | EEG - NATUS | [15 empty] | 0 | [18 empty] | 0 |  | 0 | [24 empty] | 0
4852799 | U MI CIT | LEVEL 12 | IDF 12-438C | 12-413 | UNIV PATIENT RM ADA | 5 |  | TV4-NC |  |  | TELEVISION |  |  |  | WIRED SPARE |  |  |  | V-NURSING | [11 empty] | NURSE CALL JACK |  |  |  | PATIENT ROOM REVIEW | 2024-08-15 | 12-39 | [23 empty] | 0 | [18 empty] | 0 |  | 0 | [24 empty] | 0
8220718 | U MI CIT | LEVEL 12 | IDF 12-438C | 12-413 | UNIV PATIENT RM ADA | 6 |  | 3 |  |  | WORKSTATION |  |  |  | LABEL PRINTER |  |  |  | SPARE | [15 empty] | PATIENT ROOM REVIEW | 2024-08-15 | 12-39 | [17 empty] | 1 | longest arm to chart and view patient, VESA mount for Dell OptiPlex All-in-One: Starting weight: 16.55 lb (7.51 kg),Weight (maximum): 20.25 lb (9.19 kg),Starting weight, without stand: 12.37 lb (5.61 kg),Weight (maximum), without stand: 13.93 lb (6.32 kg), keyboard, mouse, wireless BCMA scanner Honeywell 1952HHD, | CLPV0228 |  | PRT-PAV1235 |  | 0 |  |  |  | 1 | 1 | [12 empty] | 1 | 0 |  | 0 |  | 1 | 1 | [20 empty] | 1 | 0 | [11 empty] | ADDITIONAL LABEL PRINTER
7613696 | U MI CIT | LEVEL 12 | IDF 12-438C | 12-413B | CLINICAL WORKSTATION | 1 |  | 3 |  |  | WORKSTATION |  |  |  | WIRED SPARE |  |  |  | SPARE | [15 empty] | PATIENT ROOM REVIEW | 2024-08-15 | [20 empty] | WSIU3650 |  |  |  | 0 |  |  |  | 1 | 1 | [12 empty] | 1 | 0 |  | 0 |  |  | 1 | [21 empty] | 0
4853972 | U MI CIT | LEVEL 12 | IDF 12-438C | 12-501 | UNIV ISO PATIENT RM | 1 |  | 3 |  |  | WIRED SPARE |  |  |  | WIRED SPARE |  |  |  | WIRED SPARE | [15 empty] | PATIENT ROOM REVIEW | 2024-08-15 | 12-40 | [23 empty] | 0 | [18 empty] | 0 |  | 0 | [24 empty] | 0
4853980 | U MI CIT | LEVEL 12 | IDF 12-438C | 12-501 | UNIV ISO PATIENT RM | 2 |  | PM |  |  | PHYSIO MONITOR |  |  |  | PHYSIO MONITOR |  |  |  | SPARE | [7 empty] | CAPSULE P-P |  |  |  | CAPSULE |  |  |  | PATIENT ROOM REVIEW | 2024-08-15 | 12-40 | [6 empty] | CANVAS | EEG - NATUS | [15 empty] | 0 | [18 empty] | 0 |  | 0 | [24 empty] | 0
4853948 | U MI CIT | LEVEL 12 | IDF 12-438C | 12-501 | UNIV ISO PATIENT RM | 5 |  | TV4-NC |  |  | TELEVISION |  |  |  | WIRED SPARE |  |  |  | V-NURSING | [11 empty] | NURSE CALL JACK |  |  |  | PATIENT ROOM REVIEW | 2024-08-15 | 12-40 | [23 empty] | 0 | [18 empty] | 0 |  | 0 | [24 empty] | 0
8220726 | U MI CIT | LEVEL 12 | IDF 12-438C | 12-501 | UNIV ISO PATIENT RM | 6 |  | 3 |  |  | WORKSTATION |  |  |  | LABEL PRINTER |  |  |  | SPARE | [15 empty] | PATIENT ROOM REVIEW | 2024-08-15 | 12-40 | [17 empty] | 1 | longest arm to chart and view patient, VESA mount for Dell OptiPlex All-in-One: Starting weight: 16.55 lb (7.51 kg),Weight (maximum): 20.25 lb (9.19 kg),Starting weight, without stand: 12.37 lb (5.61 kg),Weight (maximum), without stand: 13.93 lb (6.32 kg), keyboard, mouse, wireless BCMA scanner Honeywell 1952HHD, | CLPV0184 |  | PRT-PAV1221 |  | 0 |  |  |  | 1 | 1 | [12 empty] | 1 | 0 |  | 0 |  | 1 | 1 | [20 empty] | 1 | 0 | [11 empty] | ADDITIONAL LABEL PRINTER
4854005 | U MI CIT | LEVEL 12 | IDF 12-438C | 12-501B | CLINICAL WORKSTATION | 1 |  | 3 |  |  | WORKSTATION |  |  |  | WIRED SPARE |  |  |  | SPARE | [15 empty] | PATIENT ROOM REVIEW | 2024-08-15 | [20 empty] | WSIU3651 |  |  |  | 0 |  |  |  | 1 | 1 | [12 empty] | 1 | 0 |  | 0 |  |  | 1 | [21 empty] | 0
4853924 | U MI CIT | LEVEL 12 | IDF 12-438C | 12-503 | UNIV PATIENT RM | 1 |  | 3 |  |  | WIRED SPARE |  |  |  | WIRED SPARE |  |  |  | WIRED SPARE | [15 empty] | PATIENT ROOM REVIEW | 2024-08-15 | 12-41 | [23 empty] | 0 | [18 empty] | 0 |  | 0 | [24 empty] | 0
4853932 | U MI CIT | LEVEL 12 | IDF 12-438C | 12-503 | UNIV PATIENT RM | 2 |  | PM |  |  | PHYSIO MONITOR |  |  |  | PHYSIO MONITOR |  |  |  | SPARE | [7 empty] | CAPSULE P-P |  |  |  | CAPSULE |  |  |  | PATIENT ROOM REVIEW | 2024-08-15 | 12-41 | [6 empty] | CANVAS | EEG - NATUS | [15 empty] | 0 | [18 empty] | 0 |  | 0 | [24 empty] | 0
4853900 | U MI CIT | LEVEL 12 | IDF 12-438C | 12-503 | UNIV PATIENT RM | 5 |  | TV4-NC |  |  | TELEVISION |  |  |  | WIRED SPARE |  |  |  | V-NURSING | [11 empty] | NURSE CALL JACK |  |  |  | PATIENT ROOM REVIEW | 2024-08-15 | 12-41 | [23 empty] | 0 | [18 empty] | 0 |  | 0 | [24 empty] | 0
8220734 | U MI CIT | LEVEL 12 | IDF 12-438C | 12-503 | UNIV PATIENT RM | 6 |  | 3 |  |  | WORKSTATION |  |  |  | LABEL PRINTER |  |  |  | SPARE | [15 empty] | PATIENT ROOM REVIEW | 2024-08-15 | 12-41 | [17 empty] | 1 | longest arm to chart and view patient, VESA mount for Dell OptiPlex All-in-One: Starting weight: 16.55 lb (7.51 kg),Weight (maximum): 20.25 lb (9.19 kg),Starting weight, without stand: 12.37 lb (5.61 kg),Weight (maximum), without stand: 13.93 lb (6.32 kg), keyboard, mouse, wireless BCMA scanner Honeywell 1952HHD, | CLPV0219 |  | PRT-PAV1228 |  | 0 |  |  |  | 1 | 1 | [12 empty] | 1 | 0 |  | 0 |  | 1 | 1 | [20 empty] | 1 | 0 | [11 empty] | ADDITIONAL LABEL PRINTER
4853997 | U MI CIT | LEVEL 12 | IDF 12-438C | 12-503B | CLINICAL WORKSTATION | 1 |  | 3 |  |  | WORKSTATION |  |  |  | WIRED SPARE |  |  |  | SPARE | [15 empty] | PATIENT ROOM REVIEW | 2024-08-15 | [20 empty] | WSIU3652 |  |  |  | 0 |  |  |  | 1 | 1 | [12 empty] | 1 | 0 |  | 0 |  |  | 1 | [21 empty] | 0
4853876 | U MI CIT | LEVEL 12 | IDF 12-438C | 12-505 | UNIV PATIENT RM | 1 |  | 3 |  |  | WIRED SPARE |  |  |  | WIRED SPARE |  |  |  | WIRED SPARE | [15 empty] | PATIENT ROOM REVIEW | 2024-08-15 | 12-42 | [23 empty] | 0 | [18 empty] | 0 |  | 0 | [24 empty] | 0
4853884 | U MI CIT | LEVEL 12 | IDF 12-438C | 12-505 | UNIV PATIENT RM | 2 |  | PM |  |  | PHYSIO MONITOR |  |  |  | PHYSIO MONITOR |  |  |  | SPARE | [7 empty] | CAPSULE P-P |  |  |  | CAPSULE |  |  |  | PATIENT ROOM REVIEW | 2024-08-15 | 12-42 | [6 empty] | CANVAS | EEG - NATUS | [15 empty] | 0 | [18 empty] | 0 |  | 0 | [24 empty] | 0
4853852 | U MI CIT | LEVEL 12 | IDF 12-438C | 12-505 | UNIV PATIENT RM | 5 |  | TV4-NC |  |  | TELEVISION |  |  |  | WIRED SPARE |  |  |  | V-NURSING | [11 empty] | NURSE CALL JACK |  |  |  | PATIENT ROOM REVIEW | 2024-08-15 | 12-42 | [23 empty] | 0 | [18 empty] | 0 |  | 0 | [24 empty] | 0
8220742 | U MI CIT | LEVEL 12 | IDF 12-438C | 12-505 | UNIV PATIENT RM | 6 |  | 3 |  |  | WORKSTATION |  |  |  | LABEL PRINTER |  |  |  | SPARE | [15 empty] | PATIENT ROOM REVIEW | 2024-08-15 | 12-42 | [17 empty] | 1 | longest arm to chart and view patient, VESA mount for Dell OptiPlex All-in-One: Starting weight: 16.55 lb (7.51 kg),Weight (maximum): 20.25 lb (9.19 kg),Starting weight, without stand: 12.37 lb (5.61 kg),Weight (maximum), without stand: 13.93 lb (6.32 kg), keyboard, mouse, wireless BCMA scanner Honeywell 1952HHD, | CLPV0220 |  | PRT-PAV1229 |  | 0 |  |  |  | 1 | 1 | [12 empty] | 1 | 0 |  | 0 |  | 1 | 1 | [20 empty] | 1 | 0 | [11 empty] | ADDITIONAL LABEL PRINTER
4853603 | U MI CIT | LEVEL 12 | IDF 12-438C | 12-505B | CLINICAL WORKSTATION | 1 |  | 3 |  |  | WORKSTATION |  |  |  | WIRED SPARE |  |  |  | SPARE | [15 empty] | PATIENT ROOM REVIEW | 2024-08-15 | [20 empty] | WSIU3653 |  |  |  | 0 |  |  |  | 1 | 1 | [12 empty] | 1 | 0 |  | 0 |  |  | 1 | [21 empty] | 0
4853828 | U MI CIT | LEVEL 12 | IDF 12-438C | 12-507 | UNIV PATIENT RM | 1 |  | 3 |  |  | WIRED SPARE |  |  |  | WIRED SPARE |  |  |  | WIRED SPARE | [15 empty] | PATIENT ROOM REVIEW | 2024-08-15 | 12-43 | [23 empty] | 0 | [18 empty] | 0 |  | 0 | [24 empty] | 0
4853836 | U MI CIT | LEVEL 12 | IDF 12-438C | 12-507 | UNIV PATIENT RM | 2 |  | PM |  |  | PHYSIO MONITOR |  |  |  | PHYSIO MONITOR |  |  |  | SPARE | [7 empty] | CAPSULE P-P |  |  |  | CAPSULE |  |  |  | PATIENT ROOM REVIEW | 2024-08-15 | 12-43 | [6 empty] | CANVAS | EEG - NATUS | [15 empty] | 0 | [18 empty] | 0 |  | 0 | [24 empty] | 0
4853804 | U MI CIT | LEVEL 12 | IDF 12-438C | 12-507 | UNIV PATIENT RM | 5 |  | TV4-NC |  |  | TELEVISION |  |  |  | WIRED SPARE |  |  |  | V-NURSING | [11 empty] | NURSE CALL JACK |  |  |  | PATIENT ROOM REVIEW | 2024-08-15 | 12-43 | [23 empty] | 0 | [18 empty] | 0 |  | 0 | [24 empty] | 0
8220750 | U MI CIT | LEVEL 12 | IDF 12-438C | 12-507 | UNIV PATIENT RM | 6 |  | 3 |  |  | WORKSTATION |  |  |  | LABEL PRINTER |  |  |  | SPARE | [15 empty] | PATIENT ROOM REVIEW | 2024-08-15 | 12-43 | [17 empty] | 1 | longest arm to chart and view patient, VESA mount for Dell OptiPlex All-in-One: Starting weight: 16.55 lb (7.51 kg),Weight (maximum): 20.25 lb (9.19 kg),Starting weight, without stand: 12.37 lb (5.61 kg),Weight (maximum), without stand: 13.93 lb (6.32 kg), keyboard, mouse, wireless BCMA scanner Honeywell 1952HHD, | CLPV0221 |  | PRT-PAV1230 |  | 0 |  |  |  | 1 | 1 | [12 empty] | 1 | 0 |  | 0 |  | 1 | 1 | [20 empty] | 1 | 0 | [11 empty] | ADDITIONAL LABEL PRINTER
4853595 | U MI CIT | LEVEL 12 | IDF 12-438C | 12-507B | CLINICAL WORKSTATION | 1 |  | 3 |  |  | WORKSTATION |  |  |  | WIRED SPARE |  |  |  | SPARE | [15 empty] | PATIENT ROOM REVIEW | 2024-08-15 | [20 empty] | WSIU3654 |  |  |  | 0 |  |  |  | 1 | 1 | [12 empty] | 1 | 0 |  | 0 |  |  | 1 | [21 empty] | 0
4853780 | U MI CIT | LEVEL 12 | IDF 12-438C | 12-509 | UNIV PATIENT RM | 1 |  | 3 |  |  | WIRED SPARE |  |  |  | WIRED SPARE |  |  |  | WIRED SPARE | [15 empty] | PATIENT ROOM REVIEW | 2024-08-15 | 12-44 | [23 empty] | 0 | [18 empty] | 0 |  | 0 | [24 empty] | 0
4853788 | U MI CIT | LEVEL 12 | IDF 12-438C | 12-509 | UNIV PATIENT RM | 2 |  | PM |  |  | PHYSIO MONITOR |  |  |  | PHYSIO MONITOR |  |  |  | SPARE | [7 empty] | CAPSULE P-P |  |  |  | CAPSULE |  |  |  | PATIENT ROOM REVIEW | 2024-08-15 | 12-44 | [6 empty] | CANVAS | EEG - NATUS | [15 empty] | 0 | [18 empty] | 0 |  | 0 | [24 empty] | 0
4853756 | U MI CIT | LEVEL 12 | IDF 12-438C | 12-509 | UNIV PATIENT RM | 5 |  | TV4-NC |  |  | TELEVISION |  |  |  | WIRED SPARE |  |  |  | V-NURSING | [11 empty] | NURSE CALL JACK |  |  |  | PATIENT ROOM REVIEW | 2024-08-15 | 12-44 | [23 empty] | 0 | [18 empty] | 0 |  | 0 | [24 empty] | 0
8220758 | U MI CIT | LEVEL 12 | IDF 12-438C | 12-509 | UNIV PATIENT RM | 6 |  | 3 |  |  | WORKSTATION |  |  |  | LABEL PRINTER |  |  |  | SPARE | [15 empty] | PATIENT ROOM REVIEW | 2024-08-15 | 12-44 | [17 empty] | 1 | longest arm to chart and view patient, VESA mount for Dell OptiPlex All-in-One: Starting weight: 16.55 lb (7.51 kg),Weight (maximum): 20.25 lb (9.19 kg),Starting weight, without stand: 12.37 lb (5.61 kg),Weight (maximum), without stand: 13.93 lb (6.32 kg), keyboard, mouse, wireless BCMA scanner Honeywell 1952HHD, | CLPV0222 |  | PRT-PAV1231 |  | 0 |  |  |  | 1 | 1 | [12 empty] | 1 | 0 |  | 0 |  | 1 | 1 | [20 empty] | 1 | 0 | [11 empty] | ADDITIONAL LABEL PRINTER
4853587 | U MI CIT | LEVEL 12 | IDF 12-438C | 12-509B | CLINICAL WORKSTATION | 1 |  | 3 |  |  | WORKSTATION |  |  |  | WIRED SPARE |  |  |  | SPARE | [15 empty] | PATIENT ROOM REVIEW | 2024-08-15 | [20 empty] | WSIU3655 |  |  |  | 0 |  |  |  | 1 | 1 | [12 empty] | 1 | 0 |  | 0 |  |  | 1 | [21 empty] | 0
4853732 | U MI CIT | LEVEL 12 | IDF 12-438C | 12-511 | UNIV PATIENT RM | 1 |  | 3 |  |  | WIRED SPARE |  |  |  | WIRED SPARE |  |  |  | WIRED SPARE | [15 empty] | PATIENT ROOM REVIEW | 2024-08-15 | 12-45 | [23 empty] | 0 | [18 empty] | 0 |  | 0 | [24 empty] | 0
4853740 | U MI CIT | LEVEL 12 | IDF 12-438C | 12-511 | UNIV PATIENT RM | 2 |  | PM |  |  | PHYSIO MONITOR |  |  |  | PHYSIO MONITOR |  |  |  | SPARE | [7 empty] | CAPSULE P-P |  |  |  | CAPSULE |  |  |  | PATIENT ROOM REVIEW | 2024-08-15 | 12-45 | [6 empty] | CANVAS | EEG - NATUS | [15 empty] | 0 | [18 empty] | 0 |  | 0 | [24 empty] | 0
4853708 | U MI CIT | LEVEL 12 | IDF 12-438C | 12-511 | UNIV PATIENT RM | 5 |  | TV4-NC |  |  | TELEVISION |  |  |  | WIRED SPARE |  |  |  | V-NURSING | [11 empty] | NURSE CALL JACK |  |  |  | PATIENT ROOM REVIEW | 2024-08-15 | 12-45 | [23 empty] | 0 | [18 empty] | 0 |  | 0 | [24 empty] | 0
8220766 | U MI CIT | LEVEL 12 | IDF 12-438C | 12-511 | UNIV PATIENT RM | 6 |  | 3 |  |  | WORKSTATION |  |  |  | LABEL PRINTER |  |  |  | SPARE | [15 empty] | PATIENT ROOM REVIEW | 2024-08-15 | 12-45 | [17 empty] | 1 | longest arm to chart and view patient, VESA mount for Dell OptiPlex All-in-One: Starting weight: 16.55 lb (7.51 kg),Weight (maximum): 20.25 lb (9.19 kg),Starting weight, without stand: 12.37 lb (5.61 kg),Weight (maximum), without stand: 13.93 lb (6.32 kg), keyboard, mouse, wireless BCMA scanner Honeywell 1952HHD, | CLPV0223 |  | PRT-PAV1232 |  | 0 |  |  |  | 1 | 1 | [12 empty] | 1 | 0 |  | 0 |  | 1 | 1 | [20 empty] | 1 | 0 | [11 empty] | ADDITIONAL LABEL PRINTER
4853579 | U MI CIT | LEVEL 12 | IDF 12-438C | 12-511B | CLINICAL WORKSTATION | 1 |  | 3 |  |  | WORKSTATION |  |  |  | WIRED SPARE |  |  |  | SPARE | [15 empty] | PATIENT ROOM REVIEW | 2024-08-15 | [20 empty] | WSIU3656 |  |  |  | 0 |  |  |  | 1 | 1 | [12 empty] | 1 | 0 |  | 0 |  |  | 1 | [21 empty] | 0
4853684 | U MI CIT | LEVEL 12 | IDF 12-334C | 12-513 | UNIV PATIENT RM | 1 |  | 3 |  |  | WIRED SPARE |  |  |  | WIRED SPARE |  |  |  | WIRED SPARE | [15 empty] | PATIENT ROOM REVIEW | 2024-08-15 | 12-46 | [23 empty] | 0 | [18 empty] | 0 |  | 0 | [24 empty] | 0
4853692 | U MI CIT | LEVEL 12 | IDF 12-334C | 12-513 | UNIV PATIENT RM | 2 |  | PM |  |  | PHYSIO MONITOR |  |  |  | PHYSIO MONITOR |  |  |  | SPARE | [7 empty] | CAPSULE P-P |  |  |  | CAPSULE |  |  |  | PATIENT ROOM REVIEW | 2024-08-15 | 12-46 | [6 empty] | CANVAS | EEG - NATUS | [15 empty] | 0 | [18 empty] | 0 |  | 0 | [24 empty] | 0
4853660 | U MI CIT | LEVEL 12 | IDF 12-334C | 12-513 | UNIV PATIENT RM | 5 |  | TV4-NC |  |  | TELEVISION |  |  |  | WIRED SPARE |  |  |  | V-NURSING | [11 empty] | NURSE CALL JACK |  |  |  | PATIENT ROOM REVIEW | 2024-08-15 | 12-46 | [23 empty] | 0 | [18 empty] | 0 |  | 0 | [24 empty] | 0
8220774 | U MI CIT | LEVEL 12 | IDF 12-334C | 12-513 | UNIV PATIENT RM | 6 |  | 3 |  |  | WORKSTATION |  |  |  | LABEL PRINTER |  |  |  | SPARE | [15 empty] | PATIENT ROOM REVIEW | 2024-08-15 | 12-46 | [17 empty] | 1 | longest arm to chart and view patient, VESA mount for Dell OptiPlex All-in-One: Starting weight: 16.55 lb (7.51 kg),Weight (maximum): 20.25 lb (9.19 kg),Starting weight, without stand: 12.37 lb (5.61 kg),Weight (maximum), without stand: 13.93 lb (6.32 kg), keyboard, mouse, wireless BCMA scanner Honeywell 1952HHD, | CLPV0224 |  | PRT-PAV1233 |  | 0 |  |  |  | 1 | 1 | [12 empty] | 1 | 0 |  | 0 |  | 1 | 1 | [20 empty] | 1 | 0 | [11 empty] | ADDITIONAL LABEL PRINTER
4853571 | U MI CIT | LEVEL 12 | IDF 12-334C | 12-513B | CLINICAL WORKSTATION | 1 |  | 3 |  |  | WORKSTATION |  |  |  | WIRED SPARE |  |  |  | SPARE | [15 empty] | PATIENT ROOM REVIEW | 2024-08-15 | [20 empty] | WSIU3657 |  |  |  | 0 |  |  |  | 1 | 1 | [12 empty] | 1 | 0 |  | 0 |  |  | 1 | [21 empty] | 0
4853636 | U MI CIT | LEVEL 12 | IDF 12-334C | 12-515 | UNIV PATIENT RM | 1 |  | 3 |  |  | WIRED SPARE |  |  |  | WIRED SPARE |  |  |  | WIRED SPARE | [15 empty] | PATIENT ROOM REVIEW | 2024-08-15 | 12-47 | [23 empty] | 0 | [18 empty] | 0 |  | 0 | [24 empty] | 0
8220782 | U MI CIT | LEVEL 12 | IDF 12-334C | 12-515 | UNIV PATIENT RM | 6 |  | 3 |  |  | WORKSTATION |  |  |  | LABEL PRINTER |  |  |  | SPARE | [15 empty] | PATIENT ROOM REVIEW | 2024-08-15 | 12-47 | [17 empty] | 1 | longest arm to chart and view patient, VESA mount for Dell OptiPlex All-in-One: Starting weight: 16.55 lb (7.51 kg),Weight (maximum): 20.25 lb (9.19 kg),Starting weight, without stand: 12.37 lb (5.61 kg),Weight (maximum), without stand: 13.93 lb (6.32 kg), keyboard, mouse, wireless BCMA scanner Honeywell 1952HHD, | CLPV0225 |  | PRT-PAV1234 |  | 0 |  |  |  | 1 | 1 | [12 empty] | 1 | 0 |  | 0 |  | 1 | 1 | [20 empty] | 1 | 0 | [11 empty] | ADDITIONAL LABEL PRINTER
4853644 | U MI CIT | LEVEL 12 | IDF 12-334C | 12-515 | UNIV PATIENT RM | 2 |  | PM |  |  | PHYSIO MONITOR |  |  |  | PHYSIO MONITOR |  |  |  | SPARE | [7 empty] | CAPSULE P-P |  |  |  | CAPSULE |  |  |  | PATIENT ROOM REVIEW | 2024-08-15 | 12-47 | [6 empty] | CANVAS | EEG - NATUS | [15 empty] | 0 | [18 empty] | 0 |  | 0 | [24 empty] | 0
4853612 | U MI CIT | LEVEL 12 | IDF 12-334C | 12-515 | UNIV PATIENT RM | 5 |  | TV4-NC |  |  | TELEVISION |  |  |  | WIRED SPARE |  |  |  | V-NURSING | [11 empty] | NURSE CALL JACK |  |  |  | PATIENT ROOM REVIEW | 2024-08-15 | 12-47 | [23 empty] | 0 | [18 empty] | 0 |  | 0 | [24 empty] | 0
4853564 | U MI CIT | LEVEL 12 | IDF 12-334C | 12-515B | CLINICAL WORKSTATION | 1 |  | 3 |  |  | WORKSTATION |  |  |  | WIRED SPARE |  |  |  | SPARE | [15 empty] | PATIENT ROOM REVIEW | 2024-08-15 | [20 empty] | WSIU3658 |  |  |  | 0 |  |  |  | 1 | 1 | [12 empty] | 1 | 0 |  | 0 |  |  | 1 | [21 empty] | 0
4853540 | U MI CIT | LEVEL 12 | IDF 12-334C | 12-517 | UNIV PATIENT RM ADA | 1 |  | 3 |  |  | WIRED SPARE |  |  |  | WIRED SPARE |  |  |  | WIRED SPARE | [15 empty] | PATIENT ROOM REVIEW | 2024-08-15 | 12-48 | [23 empty] | 0 | [18 empty] | 0 |  | 0 | [24 empty] | 0
8220790 | U MI CIT | LEVEL 12 | IDF 12-334C | 12-517 | UNIV PATIENT RM ADA | 6 |  | 3 |  |  | WORKSTATION |  |  |  | LABEL PRINTER |  |  |  | SPARE | [15 empty] | PATIENT ROOM REVIEW | 2024-08-15 | 12-48 | [17 empty] | 1 | longest arm to chart and view patient, VESA mount for Dell OptiPlex All-in-One: Starting weight: 16.55 lb (7.51 kg),Weight (maximum): 20.25 lb (9.19 kg),Starting weight, without stand: 12.37 lb (5.61 kg),Weight (maximum), without stand: 13.93 lb (6.32 kg), keyboard, mouse, wireless BCMA scanner Honeywell 1952HHD, | CLPV0229 |  | PRT-PAV1236 |  | 0 |  |  |  | 1 | 1 | [12 empty] | 1 | 0 |  | 0 |  | 1 | 1 | [20 empty] | 1 | 0 | [11 empty] | ADDITIONAL LABEL PRINTER
4853548 | U MI CIT | LEVEL 12 | IDF 12-334C | 12-517 | UNIV PATIENT RM ADA | 2 |  | PM |  |  | PHYSIO MONITOR |  |  |  | PHYSIO MONITOR |  |  |  | SPARE | [7 empty] | CAPSULE P-P |  |  |  | CAPSULE |  |  |  | PATIENT ROOM REVIEW | 2024-08-15 | 12-48 | [6 empty] | CANVAS | EEG - NATUS | [15 empty] | 0 | [18 empty] | 0 |  | 0 | [24 empty] | 0
4853508 | U MI CIT | LEVEL 12 | IDF 12-334C | 12-517 | UNIV PATIENT RM ADA | 5 |  | TV4-NC |  |  | TELEVISION |  |  |  | WIRED SPARE |  |  |  | V-NURSING | [11 empty] | NURSE CALL JACK |  |  |  | PATIENT ROOM REVIEW | 2024-08-15 | 12-48 | [23 empty] | 0 | [18 empty] | 0 |  | 0 | [24 empty] | 0
4853532 | U MI CIT | LEVEL 12 | IDF 12-334C | 12-517B | CLINICAL WORKSTATION | 1 |  | 3 |  |  | WORKSTATION |  |  |  | WIRED SPARE |  |  |  | SPARE | [15 empty] | PATIENT ROOM REVIEW | 2024-08-15 | [20 empty] | WSIU3659 |  |  |  | 0 |  |  |  | 1 | 1 | [12 empty] | 1 | 0 |  | 0 |  |  | 1 | [21 empty] | 0
4522824 | U MI CIT | LEVEL 5 | IDF 5-122C | 5-101 | ICU PATIENT RM | 1 |  | 3C |  |  | MEDICAL EQUIPMENT-MOBILE |  |  |  | WIRED SPARE |  |  |  | SPARE | [7 empty] | CAPSULE P-P | [7 empty] | PATIENT ROOM REVIEW | 2024-08-15 | 5-01 | [6 empty] | CANVAS | [16 empty] | 0 | [18 empty] | 0 |  | 0 | [24 empty] | 0
4522808 | U MI CIT | LEVEL 5 | IDF 5-122C | 5-101 | ICU PATIENT RM | 2 |  | 3C1 |  |  | MEDICAL EQUIPMENT-MOBILE |  |  |  | WIRED SPARE |  |  |  | SPARE | [15 empty] | PATIENT ROOM REVIEW | 2024-08-15 | 5-01 | [23 empty] | 0 | [18 empty] | 0 |  | 0 | [24 empty] | 0
4522800 | U MI CIT | LEVEL 5 | IDF 5-122C | 5-101 | ICU PATIENT RM | 3 |  | 3 |  |  | WIRED SPARE |  |  |  | WIRED SPARE |  |  |  | WIRED SPARE | [15 empty] | PATIENT ROOM REVIEW | 2024-08-15 | 5-01 | [23 empty] | 0 | [18 empty] | 0 |  | 0 | [24 empty] | 0
4522816 | U MI CIT | LEVEL 5 | IDF 5-122C | 5-101 | ICU PATIENT RM | 4 |  | PM |  |  | PHYSIO MONITOR |  |  |  | PHYSIO MONITOR |  |  |  | SPARE | [7 empty] | CAPSULE P-P | [7 empty] | PATIENT ROOM REVIEW | 2024-08-15 | 5-01 | [23 empty] | 0 | [18 empty] | 0 |  | 0 | [24 empty] | 0
4522792 | U MI CIT | LEVEL 5 | IDF 5-122C | 5-101 | ICU PATIENT RM | 5 |  | 3C1 |  |  | MEDICAL EQUIPMENT-MOBILE |  |  |  | WIRED SPARE |  |  |  | SPARE | [15 empty] | PATIENT ROOM REVIEW | 2024-08-15 | 5-01 | [23 empty] | 0 | [18 empty] | 0 |  | 0 | [24 empty] | 0
10872342 | U MI CIT | LEVEL 5 | IDF 5-122C | 5-101 | ICU PATIENT RM | 7 |  | PP4 |  |  | CAPSULE P-P |  |  |  | WIRED SPARE |  |  |  | CAPSULE P-P | [7 empty] | CAPSULE P-P | [7 empty] | PATIENT ROOM REVIEW | 2024-08-15 | 5-01 | [23 empty] | 0 | [18 empty] | 0 |  | 0 | [24 empty] | 0
4522840 | U MI CIT | LEVEL 5 | IDF 5-122C | 5-101 | ICU PATIENT RM | 9 |  | TV-NC |  |  | TELEVISION |  |  |  | WIRED SPARE |  |  |  | NURSE CALL JACK | [15 empty] | PATIENT ROOM REVIEW | 2024-08-15 | 5-01 | [23 empty] | 0 | [18 empty] | 0 |  | 0 | [24 empty] | 0
4522832 | U MI CIT | LEVEL 5 | IDF 5-122C | 5-101 | ICU PATIENT RM | 10 |  | 4 |  |  | WORKSTATION |  |  |  | PRINTER |  |  |  | SPARE | [15 empty] | PATIENT ROOM REVIEW | 2024-08-15 | 5-01 | [17 empty] | 1 | Boom mount for AIO, KB, mouse, Wireless BCMA scanner, specimen label printer |  |  |  |  | 0 |  |  |  | 1 | 1 | [12 empty] | 1 | 0 |  | 0 |  | 1 | 1 | [20 empty] | 1 | 0
10906243 | U MI CIT | LEVEL 5 | IDF 5-122C | 5-101 | ICU PATIENT RM | 13 |  | EMC |  |  | EMU CAMERA |  |  |  | EMU ILLUMINATOR | [19 empty] | PATIENT ROOM REVIEW | 2024-08-15 | 5-01 | [23 empty] | 0 | [18 empty] | 0 |  | 0 | [24 empty] | 0
10906251 | U MI CIT | LEVEL 5 | IDF 5-122C | 5-101 | ICU PATIENT RM | 14 |  | EMC |  |  | EMU CAMERA |  |  |  | EMU ILLUMINATOR | [19 empty] | PATIENT ROOM REVIEW | 2024-08-15 | 5-01 | [23 empty] | 0 | [18 empty] | 0 |  | 0 | [24 empty] | 0
4522737 | U MI CIT | LEVEL 5 | IDF 5-122C | 5-103 | ICU PATIENT RM | 1 |  | 3C |  |  | MEDICAL EQUIPMENT-MOBILE |  |  |  | WIRED SPARE |  |  |  | SPARE | [7 empty] | CAPSULE P-P | [7 empty] | PATIENT ROOM REVIEW | 2024-08-15 | 5-02 | [6 empty] | CANVAS | [16 empty] | 0 | [18 empty] | 0 |  | 0 | [24 empty] | 0
4522721 | U MI CIT | LEVEL 5 | IDF 5-122C | 5-103 | ICU PATIENT RM | 2 |  | 3C1 |  |  | MEDICAL EQUIPMENT-MOBILE |  |  |  | WIRED SPARE |  |  |  | SPARE | [15 empty] | PATIENT ROOM REVIEW | 2024-08-15 | 5-02 | [23 empty] | 0 | [18 empty] | 0 |  | 0 | [24 empty] | 0
4522713 | U MI CIT | LEVEL 5 | IDF 5-122C | 5-103 | ICU PATIENT RM | 3 |  | 3 |  |  | WIRED SPARE |  |  |  | WIRED SPARE |  |  |  | WIRED SPARE | [15 empty] | PATIENT ROOM REVIEW | 2024-08-15 | 5-02 | [23 empty] | 0 | [18 empty] | 0 |  | 0 | [24 empty] | 0
4522729 | U MI CIT | LEVEL 5 | IDF 5-122C | 5-103 | ICU PATIENT RM | 4 |  | PM |  |  | PHYSIO MONITOR |  |  |  | PHYSIO MONITOR |  |  |  | SPARE | [7 empty] | CAPSULE P-P | [7 empty] | PATIENT ROOM REVIEW | 2024-08-15 | 5-02 | [23 empty] | 0 | [18 empty] | 0 |  | 0 | [24 empty] | 0
4522705 | U MI CIT | LEVEL 5 | IDF 5-122C | 5-103 | ICU PATIENT RM | 5 |  | 3C1 |  |  | MEDICAL EQUIPMENT-MOBILE |  |  |  | WIRED SPARE |  |  |  | SPARE | [15 empty] | PATIENT ROOM REVIEW | 2024-08-15 | 5-02 | [23 empty] | 0 | [18 empty] | 0 |  | 0 | [24 empty] | 0
4522753 | U MI CIT | LEVEL 5 | IDF 5-122C | 5-103 | ICU PATIENT RM | 9 |  | TV-NC |  |  | TELEVISION |  |  |  | WIRED SPARE |  |  |  | NURSE CALL JACK | [15 empty] | PATIENT ROOM REVIEW | 2024-08-15 | 5-02 | [23 empty] | 0 | [18 empty] | 0 |  | 0 | [24 empty] | 0
4522745 | U MI CIT | LEVEL 5 | IDF 5-122C | 5-103 | ICU PATIENT RM | 10 |  | 4 |  |  | WORKSTATION |  |  |  | LABEL PRINTER |  |  |  | SPARE | [15 empty] | PATIENT ROOM REVIEW | 2024-08-15 | 5-02 | [17 empty] | 1 | Boom mount for AIO, KB, mouse, Wireless BCMA scanner, specimen label printer |  |  |  |  | 0 |  |  |  | 1 | 1 | [12 empty] | 1 | 0 |  | 0 |  | 1 | 1 | [20 empty] | 1 | 0
10906208 | U MI CIT | LEVEL 5 | IDF 5-122C | 5-103 | ICU PATIENT RM | 13 |  | EMC |  |  | EMU CAMERA |  |  |  | EMU ILLUMINATOR | [19 empty] | PATIENT ROOM REVIEW | 2024-08-15 | 5-02 | [23 empty] | 0 | [18 empty] | 0 |  | 0 | [24 empty] | 0
10906216 | U MI CIT | LEVEL 5 | IDF 5-122C | 5-103 | ICU PATIENT RM | 14 |  | EMC |  |  | EMU CAMERA |  |  |  | EMU ILLUMINATOR | [19 empty] | PATIENT ROOM REVIEW | 2024-08-15 | 5-02 | [23 empty] | 0 | [18 empty] | 0 |  | 0 | [24 empty] | 0
10872359 | U MI CIT | LEVEL 5 | IDF 5-122C | 5-103 | ICU PATIENT RM | 15 |  | PP4 |  |  | CAPSULE P-P |  |  |  | WIRED SPARE |  |  |  | CAPSULE P-P | [7 empty] | CAPSULE P-P | [7 empty] | PATIENT ROOM REVIEW | 2024-08-15 | 5-02 | [23 empty] | 0 | [18 empty] | 0 |  | 0 | [24 empty] | 0
4522650 | U MI CIT | LEVEL 5 | IDF 5-122C | 5-105 | ICU PATIENT RM | 1 |  | 3C |  |  | MEDICAL EQUIPMENT-MOBILE |  |  |  | WIRED SPARE |  |  |  | SPARE | [7 empty] | CAPSULE P-P | [7 empty] | PATIENT ROOM REVIEW | 2024-08-15 | 5-03 | [6 empty] | CANVAS | [16 empty] | 0 | [18 empty] | 0 |  | 0 | [24 empty] | 0
4522634 | U MI CIT | LEVEL 5 | IDF 5-122C | 5-105 | ICU PATIENT RM | 2 |  | 3C1 |  |  | MEDICAL EQUIPMENT-MOBILE |  |  |  | WIRED SPARE |  |  |  | SPARE | [15 empty] | PATIENT ROOM REVIEW | 2024-08-15 | 5-03 | [23 empty] | 0 | [18 empty] | 0 |  | 0 | [24 empty] | 0
4522626 | U MI CIT | LEVEL 5 | IDF 5-122C | 5-105 | ICU PATIENT RM | 3 |  | 3 |  |  | WIRED SPARE |  |  |  | WIRED SPARE |  |  |  | WIRED SPARE | [15 empty] | PATIENT ROOM REVIEW | 2024-08-15 | 5-03 | [23 empty] | 0 | [18 empty] | 0 |  | 0 | [24 empty] | 0
4522642 | U MI CIT | LEVEL 5 | IDF 5-122C | 5-105 | ICU PATIENT RM | 4 |  | PM |  |  | PHYSIO MONITOR |  |  |  | PHYSIO MONITOR |  |  |  | SPARE | [7 empty] | CAPSULE P-P | [7 empty] | PATIENT ROOM REVIEW | 2024-08-15 | 5-03 | [23 empty] | 0 | [18 empty] | 0 |  | 0 | [24 empty] | 0
4522618 | U MI CIT | LEVEL 5 | IDF 5-122C | 5-105 | ICU PATIENT RM | 5 |  | 3C1 |  |  | MEDICAL EQUIPMENT-MOBILE |  |  |  | WIRED SPARE |  |  |  | SPARE | [15 empty] | PATIENT ROOM REVIEW | 2024-08-15 | 5-03 | [23 empty] | 0 | [18 empty] | 0 |  | 0 | [24 empty] | 0
5193689 | U MI CIT | LEVEL 5 | IDF 5-122C | 5-105 | ICU PATIENT RM | 9 |  | TV-NC |  |  | TELEVISION |  |  |  | WIRED SPARE |  |  |  | NURSE CALL JACK | [15 empty] | PATIENT ROOM REVIEW | 2024-08-15 | 5-03 | [23 empty] | 0 | [18 empty] | 0 |  | 0 | [24 empty] | 0
4522658 | U MI CIT | LEVEL 5 | IDF 5-122C | 5-105 | ICU PATIENT RM | 10 |  | 4 |  |  | WORKSTATION |  |  |  | LABEL PRINTER |  |  |  | SPARE | [15 empty] | PATIENT ROOM REVIEW | 2024-08-15 | 5-03 | [17 empty] | 1 | Boom mount for AIO, KB, mouse, Wireless BCMA scanner, specimen label printer |  |  |  |  | 0 |  |  |  | 1 | 1 | [12 empty] | 1 | 0 |  | 0 |  | 1 | 1 | [20 empty] | 1 | 0
10906171 | U MI CIT | LEVEL 5 | IDF 5-122C | 5-105 | ICU PATIENT RM | 11 |  | EMC |  |  | EMU CAMERA |  |  |  | EMU ILLUMINATOR | [19 empty] | PATIENT ROOM REVIEW | 2024-08-15 | 5-03 | [23 empty] | 0 | [18 empty] | 0 |  | 0 | [24 empty] | 0
10906179 | U MI CIT | LEVEL 5 | IDF 5-122C | 5-105 | ICU PATIENT RM | 12 |  | EMC |  |  | EMU CAMERA |  |  |  | EMU ILLUMINATOR | [19 empty] | PATIENT ROOM REVIEW | 2024-08-15 | 5-03 | [23 empty] | 0 | [18 empty] | 0 |  | 0 | [24 empty] | 0
10872325 | U MI CIT | LEVEL 5 | IDF 5-122C | 5-105 | ICU PATIENT RM | 14 |  | PP4 |  |  | CAPSULE P-P |  |  |  | WIRED SPARE |  |  |  | CAPSULE P-P | [7 empty] | CAPSULE P-P | [7 empty] | PATIENT ROOM REVIEW | 2024-08-15 | 5-03 | [23 empty] | 0 | [18 empty] | 0 |  | 0 | [24 empty] | 0
4522563 | U MI CIT | LEVEL 5 | IDF 5-122C | 5-107 | ICU PATIENT RM | 1 |  | 3C |  |  | MEDICAL EQUIPMENT-MOBILE |  |  |  | WIRED SPARE |  |  |  | SPARE | [7 empty] | CAPSULE P-P | [7 empty] | PATIENT ROOM REVIEW | 2024-08-15 | 5-04 | [6 empty] | CANVAS | [16 empty] | 0 | [18 empty] | 0 |  | 0 | [24 empty] | 0
4522547 | U MI CIT | LEVEL 5 | IDF 5-122C | 5-107 | ICU PATIENT RM | 2 |  | 3C1 |  |  | MEDICAL EQUIPMENT-MOBILE |  |  |  | WIRED SPARE |  |  |  | SPARE | [15 empty] | PATIENT ROOM REVIEW | 2024-08-15 | 5-04 | [23 empty] | 0 | [18 empty] | 0 |  | 0 | [24 empty] | 0
4522539 | U MI CIT | LEVEL 5 | IDF 5-122C | 5-107 | ICU PATIENT RM | 3 |  | 3 |  |  | WIRED SPARE |  |  |  | WIRED SPARE |  |  |  | WIRED SPARE | [15 empty] | PATIENT ROOM REVIEW | 2024-08-15 | 5-04 | [23 empty] | 0 | [18 empty] | 0 |  | 0 | [24 empty] | 0
4522555 | U MI CIT | LEVEL 5 | IDF 5-122C | 5-107 | ICU PATIENT RM | 4 |  | PM |  |  | PHYSIO MONITOR |  |  |  | PHYSIO MONITOR |  |  |  | SPARE | [7 empty] | CAPSULE P-P | [7 empty] | PATIENT ROOM REVIEW | 2024-08-15 | 5-04 | [23 empty] | 0 | [18 empty] | 0 |  | 0 | [24 empty] | 0
4522531 | U MI CIT | LEVEL 5 | IDF 5-122C | 5-107 | ICU PATIENT RM | 5 |  | 3C1 |  |  | MEDICAL EQUIPMENT-MOBILE |  |  |  | WIRED SPARE |  |  |  | SPARE | [15 empty] | PATIENT ROOM REVIEW | 2024-08-15 | 5-04 | [23 empty] | 0 | [18 empty] | 0 |  | 0 | [24 empty] | 0
5193816 | U MI CIT | LEVEL 5 | IDF 5-122C | 5-107 | ICU PATIENT RM | 9 |  | TV-NC |  |  | TELEVISION |  |  |  | WIRED SPARE |  |  |  | NURSE CALL JACK | [15 empty] | PATIENT ROOM REVIEW | 2024-08-15 | 5-04 | [23 empty] | 0 | [18 empty] | 0 |  | 0 | [24 empty] | 0
4522571 | U MI CIT | LEVEL 5 | IDF 5-122C | 5-107 | ICU PATIENT RM | 10 |  | 4 |  |  | WORKSTATION |  |  |  | LABEL PRINTER |  |  |  | SPARE | [15 empty] | PATIENT ROOM REVIEW | 2024-08-15 | 5-04 | [17 empty] | 1 | Boom mount for AIO, KB, mouse, Wireless BCMA scanner, specimen label printer |  |  |  |  | 0 |  |  |  | 1 | 1 | [12 empty] | 1 | 0 |  | 0 |  | 1 | 1 | [20 empty] | 1 | 0
10906136 | U MI CIT | LEVEL 5 | IDF 5-122C | 5-107 | ICU PATIENT RM | 11 |  | EMC |  |  | EMU CAMERA |  |  |  | EMU ILLUMINATOR | [19 empty] | PATIENT ROOM REVIEW | 2024-08-15 | 5-04 | [23 empty] | 0 | [18 empty] | 0 |  | 0 | [24 empty] | 0
10906144 | U MI CIT | LEVEL 5 | IDF 5-122C | 5-107 | ICU PATIENT RM | 12 |  | EMC |  |  | EMU CAMERA |  |  |  | EMU ILLUMINATOR | [19 empty] | PATIENT ROOM REVIEW | 2024-08-15 | 5-04 | [23 empty] | 0 | [18 empty] | 0 |  | 0 | [24 empty] | 0
10872298 | U MI CIT | LEVEL 5 | IDF 5-122C | 5-107 | ICU PATIENT RM | 14 |  | PP4 |  |  | CAPSULE P-P |  |  |  | WIRED SPARE |  |  |  | CAPSULE P-P | [7 empty] | CAPSULE P-P | [7 empty] | PATIENT ROOM REVIEW | 2024-08-15 | 5-04 | [23 empty] | 0 | [18 empty] | 0 |  | 0 | [24 empty] | 0
4522476 | U MI CIT | LEVEL 5 | IDF 5-122C | 5-109 | ICU PATIENT RM | 1 |  | 3C |  |  | MEDICAL EQUIPMENT-MOBILE |  |  |  | WIRED SPARE |  |  |  | SPARE | [7 empty] | CAPSULE P-P | [7 empty] | PATIENT ROOM REVIEW | 2024-08-15 | 5-05 | [6 empty] | CANVAS | [16 empty] | 0 | [18 empty] | 0 |  | 0 | [24 empty] | 0
4522460 | U MI CIT | LEVEL 5 | IDF 5-122C | 5-109 | ICU PATIENT RM | 2 |  | 3C1 |  |  | MEDICAL EQUIPMENT-MOBILE |  |  |  | WIRED SPARE |  |  |  | SPARE | [15 empty] | PATIENT ROOM REVIEW | 2024-08-15 | 5-05 | [23 empty] | 0 | [18 empty] | 0 |  | 0 | [24 empty] | 0
4522452 | U MI CIT | LEVEL 5 | IDF 5-122C | 5-109 | ICU PATIENT RM | 3 |  | 3 |  |  | WIRED SPARE |  |  |  | WIRED SPARE |  |  |  | WIRED SPARE | [15 empty] | PATIENT ROOM REVIEW | 2024-08-15 | 5-05 | [23 empty] | 0 | [18 empty] | 0 |  | 0 | [24 empty] | 0
4522468 | U MI CIT | LEVEL 5 | IDF 5-122C | 5-109 | ICU PATIENT RM | 4 |  | PM |  |  | PHYSIO MONITOR |  |  |  | PHYSIO MONITOR |  |  |  | SPARE | [7 empty] | CAPSULE P-P | [7 empty] | PATIENT ROOM REVIEW | 2024-08-15 | 5-05 | [23 empty] | 0 | [18 empty] | 0 |  | 0 | [24 empty] | 0
4522444 | U MI CIT | LEVEL 5 | IDF 5-122C | 5-109 | ICU PATIENT RM | 5 |  | 3C1 |  |  | MEDICAL EQUIPMENT-MOBILE |  |  |  | WIRED SPARE |  |  |  | SPARE | [15 empty] | PATIENT ROOM REVIEW | 2024-08-15 | 5-05 | [23 empty] | 0 | [18 empty] | 0 |  | 0 | [24 empty] | 0
5193833 | U MI CIT | LEVEL 5 | IDF 5-122C | 5-109 | ICU PATIENT RM | 9 |  | TV-NC |  |  | TELEVISION |  |  |  | WIRED SPARE |  |  |  | NURSE CALL JACK | [15 empty] | PATIENT ROOM REVIEW | 2024-08-15 | 5-05 | [23 empty] | 0 | [18 empty] | 0 |  | 0 | [24 empty] | 0
4522484 | U MI CIT | LEVEL 5 | IDF 5-122C | 5-109 | ICU PATIENT RM | 10 |  | 4 |  |  | WORKSTATION |  |  |  | LABEL PRINTER |  |  |  | SPARE | [15 empty] | PATIENT ROOM REVIEW | 2024-08-15 | 5-05 | [17 empty] | 1 | Boom mount for AIO, KB, mouse, Wireless BCMA scanner, specimen label printer |  |  |  |  | 0 |  |  |  | 1 | 1 | [12 empty] | 1 | 0 |  | 0 |  | 1 | 1 | [20 empty] | 1 | 0
10906101 | U MI CIT | LEVEL 5 | IDF 5-122C | 5-109 | ICU PATIENT RM | 12 |  | EMC |  |  | EMU CAMERA |  |  |  | EMU ILLUMINATOR | [19 empty] | PATIENT ROOM REVIEW | 2024-08-15 | 5-05 | [23 empty] | 0 | [18 empty] | 0 |  | 0 | [24 empty] | 0
10906109 | U MI CIT | LEVEL 5 | IDF 5-122C | 5-109 | ICU PATIENT RM | 14 |  | EMC |  |  | EMU CAMERA |  |  |  | EMU ILLUMINATOR | [19 empty] | PATIENT ROOM REVIEW | 2024-08-15 | 5-05 | [23 empty] | 0 | [18 empty] | 0 |  | 0 | [24 empty] | 0
10872275 | U MI CIT | LEVEL 5 | IDF 5-122C | 5-109 | ICU PATIENT RM | 15 |  | PP4 |  |  | CAPSULE P-P |  |  |  | WIRED SPARE |  |  |  | CAPSULE P-P | [7 empty] | CAPSULE P-P | [7 empty] | PATIENT ROOM REVIEW | 2024-08-15 | 5-05 | [23 empty] | 0 | [18 empty] | 0 |  | 0 | [24 empty] | 0
4522387 | U MI CIT | LEVEL 5 | IDF 5-122C | 5-111 | ICU PATIENT RM | 1 |  | 3C |  |  | MEDICAL EQUIPMENT-MOBILE |  |  |  | WIRED SPARE |  |  |  | SPARE | [7 empty] | CAPSULE P-P | [7 empty] | PATIENT ROOM REVIEW | 2024-08-15 | 5-06 | [6 empty] | CANVAS | [16 empty] | 0 | [18 empty] | 0 |  | 0 | [24 empty] | 0
4522371 | U MI CIT | LEVEL 5 | IDF 5-122C | 5-111 | ICU PATIENT RM | 2 |  | 3C1 |  |  | MEDICAL EQUIPMENT-MOBILE |  |  |  | WIRED SPARE |  |  |  | SPARE | [15 empty] | PATIENT ROOM REVIEW | 2024-08-15 | 5-06 | [23 empty] | 0 | [18 empty] | 0 |  | 0 | [24 empty] | 0
4522363 | U MI CIT | LEVEL 5 | IDF 5-122C | 5-111 | ICU PATIENT RM | 3 |  | 3 |  |  | WIRED SPARE |  |  |  | WIRED SPARE |  |  |  | WIRED SPARE | [15 empty] | PATIENT ROOM REVIEW | 2024-08-15 | 5-06 | [23 empty] | 0 | [18 empty] | 0 |  | 0 | [24 empty] | 0
4522379 | U MI CIT | LEVEL 5 | IDF 5-122C | 5-111 | ICU PATIENT RM | 4 |  | PM |  |  | PHYSIO MONITOR |  |  |  | PHYSIO MONITOR |  |  |  | SPARE | [7 empty] | CAPSULE P-P | [7 empty] | PATIENT ROOM REVIEW | 2024-08-15 | 5-06 | [23 empty] | 0 | [18 empty] | 0 |  | 0 | [24 empty] | 0
4522355 | U MI CIT | LEVEL 5 | IDF 5-122C | 5-111 | ICU PATIENT RM | 5 |  | 3C1 |  |  | MEDICAL EQUIPMENT-MOBILE |  |  |  | WIRED SPARE |  |  |  | SPARE | [15 empty] | PATIENT ROOM REVIEW | 2024-08-15 | 5-06 | [23 empty] | 0 | [18 empty] | 0 |  | 0 | [24 empty] | 0
5193669 | U MI CIT | LEVEL 5 | IDF 5-122C | 5-111 | ICU PATIENT RM | 9 |  | TV-NC |  |  | TELEVISION |  |  |  | WIRED SPARE |  |  |  | NURSE CALL JACK | [15 empty] | PATIENT ROOM REVIEW | 2024-08-15 | 5-06 | [23 empty] | 0 | [18 empty] | 0 |  | 0 | [24 empty] | 0
4522395 | U MI CIT | LEVEL 5 | IDF 5-122C | 5-111 | ICU PATIENT RM | 10 |  | 4 |  |  | WORKSTATION |  |  |  | LABEL PRINTER |  |  |  | SPARE | [15 empty] | PATIENT ROOM REVIEW | 2024-08-15 | 5-06 | [17 empty] | 1 | Boom mount for AIO, KB, mouse, Wireless BCMA scanner, specimen label printer |  |  |  |  | 0 |  |  |  | 1 | 1 | [12 empty] | 1 | 0 |  | 0 |  | 1 | 1 | [20 empty] | 1 | 0
10906064 | U MI CIT | LEVEL 5 | IDF 5-122C | 5-111 | ICU PATIENT RM | 11 |  | EMC |  |  | EMU CAMERA |  |  |  | EMU ILLUMINATOR | [19 empty] | PATIENT ROOM REVIEW | 2024-08-15 | 5-06 | [23 empty] | 0 | [18 empty] | 0 |  | 0 | [24 empty] | 0
10906072 | U MI CIT | LEVEL 5 | IDF 5-122C | 5-111 | ICU PATIENT RM | 12 |  | EMC |  |  | EMU CAMERA |  |  |  | EMU ILLUMINATOR | [19 empty] | PATIENT ROOM REVIEW | 2024-08-15 | 5-06 | [23 empty] | 0 | [18 empty] | 0 |  | 0 | [24 empty] | 0
10872260 | U MI CIT | LEVEL 5 | IDF 5-122C | 5-111 | ICU PATIENT RM | 14 |  | PP4 |  |  | CAPSULE P-P |  |  |  | WIRED SPARE |  |  |  | CAPSULE P-P | [7 empty] | CAPSULE P-P | [7 empty] | PATIENT ROOM REVIEW | 2024-08-15 | 5-06 | [23 empty] | 0 | [18 empty] | 0 |  | 0 | [24 empty] | 0
4522292 | U MI CIT | LEVEL 5 | IDF 5-122C | 5-113 | ICU PATIENT RM | 1 |  | 3C |  |  | MEDICAL EQUIPMENT-MOBILE |  |  |  | WIRED SPARE |  |  |  | SPARE | [7 empty] | CAPSULE P-P | [7 empty] | PATIENT ROOM REVIEW | 2024-08-15 | 5-07 | [6 empty] | CANVAS | [16 empty] | 0 | [18 empty] | 0 |  | 0 | [24 empty] | 0
4522276 | U MI CIT | LEVEL 5 | IDF 5-122C | 5-113 | ICU PATIENT RM | 2 |  | 3C1 |  |  | MEDICAL EQUIPMENT-MOBILE |  |  |  | WIRED SPARE |  |  |  | SPARE | [15 empty] | PATIENT ROOM REVIEW | 2024-08-15 | 5-07 | [23 empty] | 0 | [18 empty] | 0 |  | 0 | [24 empty] | 0
4522268 | U MI CIT | LEVEL 5 | IDF 5-122C | 5-113 | ICU PATIENT RM | 3 |  | 3 |  |  | WIRED SPARE |  |  |  | WIRED SPARE |  |  |  | WIRED SPARE | [15 empty] | PATIENT ROOM REVIEW | 2024-08-15 | 5-07 | [23 empty] | 0 | [18 empty] | 0 |  | 0 | [24 empty] | 0
4522284 | U MI CIT | LEVEL 5 | IDF 5-122C | 5-113 | ICU PATIENT RM | 4 |  | PM |  |  | PHYSIO MONITOR |  |  |  | PHYSIO MONITOR |  |  |  | SPARE | [7 empty] | CAPSULE P-P | [7 empty] | PATIENT ROOM REVIEW | 2024-08-15 | 5-07 | [23 empty] | 0 | [18 empty] | 0 |  | 0 | [24 empty] | 0
4522260 | U MI CIT | LEVEL 5 | IDF 5-122C | 5-113 | ICU PATIENT RM | 5 |  | 3C1 |  |  | MEDICAL EQUIPMENT-MOBILE |  |  |  | WIRED SPARE |  |  |  | SPARE | [15 empty] | PATIENT ROOM REVIEW | 2024-08-15 | 5-07 | [23 empty] | 0 | [18 empty] | 0 |  | 0 | [24 empty] | 0
5193649 | U MI CIT | LEVEL 5 | IDF 5-122C | 5-113 | ICU PATIENT RM | 9 |  | TV-NC |  |  | TELEVISION |  |  |  | WIRED SPARE |  |  |  | NURSE CALL JACK | [15 empty] | PATIENT ROOM REVIEW | 2024-08-15 | 5-07 | [23 empty] | 0 | [18 empty] | 0 |  | 0 | [24 empty] | 0
4522300 | U MI CIT | LEVEL 5 | IDF 5-122C | 5-113 | ICU PATIENT RM | 10 |  | 4 |  |  | WORKSTATION |  |  |  | LABEL PRINTER |  |  |  | SPARE | [15 empty] | PATIENT ROOM REVIEW | 2024-08-15 | 5-07 | [17 empty] | 1 | Boom mount for AIO, KB, mouse, Wireless BCMA scanner, specimen label printer |  |  |  |  | 0 |  |  |  | 1 | 1 | [12 empty] | 1 | 0 |  | 0 |  | 1 | 1 | [20 empty] | 1 | 0
10906027 | U MI CIT | LEVEL 5 | IDF 5-122C | 5-113 | ICU PATIENT RM | 11 |  | EMC |  |  | EMU CAMERA |  |  |  | EMU ILLUMINATOR | [19 empty] | PATIENT ROOM REVIEW | 2024-08-15 | 5-07 | [23 empty] | 0 | [18 empty] | 0 |  | 0 | [24 empty] | 0
10906035 | U MI CIT | LEVEL 5 | IDF 5-122C | 5-113 | ICU PATIENT RM | 12 |  | EMC |  |  | EMU CAMERA |  |  |  | EMU ILLUMINATOR | [19 empty] | PATIENT ROOM REVIEW | 2024-08-15 | 5-07 | [23 empty] | 0 | [18 empty] | 0 |  | 0 | [24 empty] | 0
10872245 | U MI CIT | LEVEL 5 | IDF 5-122C | 5-113 | ICU PATIENT RM | 14 |  | PP4 |  |  | CAPSULE P-P |  |  |  | WIRED SPARE |  |  |  | CAPSULE P-P | [7 empty] | CAPSULE P-P | [7 empty] | PATIENT ROOM REVIEW | 2024-08-15 | 5-07 | [23 empty] | 0 | [18 empty] | 0 |  | 0 | [24 empty] | 0
4521746 | U MI CIT | LEVEL 5 | IDF 5-122C | 5-115 | ICU PATIENT RM | 1 |  | 3C |  |  | MEDICAL EQUIPMENT-MOBILE |  |  |  | WIRED SPARE |  |  |  | SPARE | [7 empty] | CAPSULE P-P | [7 empty] | PATIENT ROOM REVIEW | 2024-08-15 | 5-08 | [6 empty] | CANVAS | [16 empty] | 0 | [18 empty] | 0 |  | 0 | [24 empty] | 0
4521661 | U MI CIT | LEVEL 5 | IDF 5-122C | 5-115 | ICU PATIENT RM | 2 |  | 3C1 |  |  | MEDICAL EQUIPMENT-MOBILE |  |  |  | WIRED SPARE |  |  |  | SPARE | [15 empty] | PATIENT ROOM REVIEW | 2024-08-15 | 5-08 | [23 empty] | 0 | [18 empty] | 0 |  | 0 | [24 empty] | 0
4521641 | U MI CIT | LEVEL 5 | IDF 5-122C | 5-115 | ICU PATIENT RM | 3 |  | 3 |  |  | WIRED SPARE |  |  |  | WIRED SPARE |  |  |  | WIRED SPARE | [15 empty] | PATIENT ROOM REVIEW | 2024-08-15 | 5-08 | [23 empty] | 0 | [18 empty] | 0 |  | 0 | [24 empty] | 0
4521700 | U MI CIT | LEVEL 5 | IDF 5-122C | 5-115 | ICU PATIENT RM | 4 |  | PM |  |  | PHYSIO MONITOR |  |  |  | PHYSIO MONITOR |  |  |  | SPARE | [7 empty] | CAPSULE P-P | [7 empty] | PATIENT ROOM REVIEW | 2024-08-15 | 5-08 | [23 empty] | 0 | [18 empty] | 0 |  | 0 | [24 empty] | 0
4521621 | U MI CIT | LEVEL 5 | IDF 5-122C | 5-115 | ICU PATIENT RM | 5 |  | 3C1 |  |  | MEDICAL EQUIPMENT-MOBILE |  |  |  | WIRED SPARE |  |  |  | SPARE | [15 empty] | PATIENT ROOM REVIEW | 2024-08-15 | 5-08 | [23 empty] | 0 | [18 empty] | 0 |  | 0 | [24 empty] | 0
5193559 | U MI CIT | LEVEL 5 | IDF 5-122C | 5-115 | ICU PATIENT RM | 9 |  | TV-NC |  |  | TELEVISION |  |  |  | WIRED SPARE |  |  |  | NURSE CALL JACK | [15 empty] | PATIENT ROOM REVIEW | 2024-08-15 | 5-08 | [23 empty] | 0 | [18 empty] | 0 |  | 0 | [24 empty] | 0
4521766 | U MI CIT | LEVEL 5 | IDF 5-122C | 5-115 | ICU PATIENT RM | 10 |  | 4 |  |  | WORKSTATION |  |  |  | LABEL PRINTER |  |  |  | SPARE | [15 empty] | PATIENT ROOM REVIEW | 2024-08-15 | 5-08 | [17 empty] | 1 | Boom mount for AIO, KB, mouse, Wireless BCMA scanner, specimen label printer |  |  |  |  | 0 |  |  |  | 1 | 1 | [12 empty] | 1 | 0 |  | 0 |  | 1 | 1 | [20 empty] | 1 | 0
10872218 | U MI CIT | LEVEL 5 | IDF 5-122C | 5-115 | ICU PATIENT RM | 12 |  | PP4 |  |  | CAPSULE P-P |  |  |  | WIRED SPARE |  |  |  | CAPSULE P-P | [7 empty] | CAPSULE P-P | [7 empty] | PATIENT ROOM REVIEW | 2024-08-15 | 5-08 | [23 empty] | 0 | [18 empty] | 0 |  | 0 | [24 empty] | 0
10887732 | U MI CIT | LEVEL 5 | IDF 5-122C | 5-115 | ICU PATIENT RM | 13 |  | EMC |  |  | EMU CAMERA |  |  |  | EMU ILLUMINATOR | [19 empty] | PATIENT ROOM REVIEW | 2024-08-15 | 5-08 | [23 empty] | 0 | [18 empty] | 0 |  | 0 | [24 empty] | 0
10887747 | U MI CIT | LEVEL 5 | IDF 5-122C | 5-115 | ICU PATIENT RM | 14 |  | EMC |  |  | EMU CAMERA |  |  |  | EMU ILLUMINATOR | [19 empty] | PATIENT ROOM REVIEW | 2024-08-15 | 5-08 | [23 empty] | 0 | [18 empty] | 0 |  | 0 | [24 empty] | 0
4520293 | U MI CIT | LEVEL 5 | IDF 5-122C | 5-201 | ICU PATIENT RM | 1 |  | 3C |  |  | MEDICAL EQUIPMENT-MOBILE |  |  |  | WIRED SPARE |  |  |  | SPARE | [7 empty] | CAPSULE P-P | [7 empty] | PATIENT ROOM REVIEW | 2024-08-15 | 5-09 | [6 empty] | CANVAS | [16 empty] | 0 | [18 empty] | 0 |  | 0 | [24 empty] | 0
4520265 | U MI CIT | LEVEL 5 | IDF 5-122C | 5-201 | ICU PATIENT RM | 2 |  | 3C1 |  |  | MEDICAL EQUIPMENT-MOBILE |  |  |  | WIRED SPARE |  |  |  | SPARE | [15 empty] | PATIENT ROOM REVIEW | 2024-08-15 | 5-09 | [23 empty] | 0 | [18 empty] | 0 |  | 0 | [24 empty] | 0
4520272 | U MI CIT | LEVEL 5 | IDF 5-122C | 5-201 | ICU PATIENT RM | 3 |  | 3 |  |  | WIRED SPARE |  |  |  | WIRED SPARE |  |  |  | WIRED SPARE | [15 empty] | PATIENT ROOM REVIEW | 2024-08-15 | 5-09 | [23 empty] | 0 | [18 empty] | 0 |  | 0 | [24 empty] | 0
4520328 | U MI CIT | LEVEL 5 | IDF 5-122C | 5-201 | ICU PATIENT RM | 4 |  | PM |  |  | PHYSIO MONITOR |  |  |  | PHYSIO MONITOR |  |  |  | SPARE | [7 empty] | CAPSULE P-P | [7 empty] | PATIENT ROOM REVIEW | 2024-08-15 | 5-09 | [23 empty] | 0 | [18 empty] | 0 |  | 0 | [24 empty] | 0
4520300 | U MI CIT | LEVEL 5 | IDF 5-122C | 5-201 | ICU PATIENT RM | 5 |  | 3C1 |  |  | MEDICAL EQUIPMENT-MOBILE |  |  |  | WIRED SPARE |  |  |  | SPARE | [15 empty] | PATIENT ROOM REVIEW | 2024-08-15 | 5-09 | [23 empty] | 0 | [18 empty] | 0 |  | 0 | [24 empty] | 0
4520286 | U MI CIT | LEVEL 5 | IDF 5-122C | 5-201 | ICU PATIENT RM | 6 |  | 4 |  |  | WORKSTATION |  |  |  | LABEL PRINTER |  |  |  | SPARE | [15 empty] | PATIENT ROOM REVIEW | 2024-08-15 | 5-09 | [17 empty] | 1 | Boom mount for AIO, KB, mouse, Wireless BCMA scanner, specimen label printer |  |  |  |  | 0 |  |  |  | 1 | 1 | [12 empty] | 1 | 0 |  | 0 |  | 1 | 1 | [20 empty] | 1 | 0
4520335 | U MI CIT | LEVEL 5 | IDF 5-122C | 5-201 | ICU PATIENT RM | 10 |  | TV-NC |  |  | TELEVISION |  |  |  | WIRED SPARE |  |  |  | NURSE CALL JACK | [15 empty] | PATIENT ROOM REVIEW | 2024-08-15 | 5-09 | [23 empty] | 0 | [18 empty] | 0 |  | 0 | [24 empty] | 0
10905350 | U MI CIT | LEVEL 5 | IDF 5-122C | 5-201 | ICU PATIENT RM | 13 |  | EMC |  |  | EMU CAMERA |  |  |  | EMU ILLUMINATOR | [19 empty] | PATIENT ROOM REVIEW | 2024-08-15 | 5-09 | [23 empty] | 0 | [18 empty] | 0 |  | 0 | [24 empty] | 0
10905358 | U MI CIT | LEVEL 5 | IDF 5-122C | 5-201 | ICU PATIENT RM | 14 |  | EMC |  |  | EMU CAMERA |  |  |  | EMU ILLUMINATOR | [19 empty] | PATIENT ROOM REVIEW | 2024-08-15 | 5-09 | [23 empty] | 0 | [18 empty] | 0 |  | 0 | [24 empty] | 0
10869945 | U MI CIT | LEVEL 5 | IDF 5-122C | 5-201 | ICU PATIENT RM | 15 |  | PP4 |  |  | CAPSULE P-P |  |  |  | WIRED SPARE |  |  |  | CAPSULE P-P | [7 empty] | CAPSULE P-P | [7 empty] | PATIENT ROOM REVIEW | 2024-08-15 | 5-09 | [23 empty] | 0 | [18 empty] | 0 |  | 0 | [24 empty] | 0
4520209 | U MI CIT | LEVEL 5 | IDF 5-122C | 5-203 | ICU PATIENT RM | 1 |  | 3C |  |  | MEDICAL EQUIPMENT-MOBILE |  |  |  | WIRED SPARE |  |  |  | SPARE | [7 empty] | CAPSULE P-P | [7 empty] | PATIENT ROOM REVIEW | 2024-08-15 | 5-10 | [6 empty] | CANVAS | [16 empty] | 0 | [18 empty] | 0 |  | 0 | [24 empty] | 0
4520181 | U MI CIT | LEVEL 5 | IDF 5-122C | 5-203 | ICU PATIENT RM | 2 |  | 3C1 |  |  | MEDICAL EQUIPMENT-MOBILE |  |  |  | WIRED SPARE |  |  |  | SPARE | [15 empty] | PATIENT ROOM REVIEW | 2024-08-15 | 5-10 | [23 empty] | 0 | [18 empty] | 0 |  | 0 | [24 empty] | 0
4520188 | U MI CIT | LEVEL 5 | IDF 5-122C | 5-203 | ICU PATIENT RM | 3 |  | 3 |  |  | WIRED SPARE |  |  |  | WIRED SPARE |  |  |  | WIRED SPARE | [15 empty] | PATIENT ROOM REVIEW | 2024-08-15 | 5-10 | [23 empty] | 0 | [18 empty] | 0 |  | 0 | [24 empty] | 0
4520244 | U MI CIT | LEVEL 5 | IDF 5-122C | 5-203 | ICU PATIENT RM | 4 |  | PM |  |  | PHYSIO MONITOR |  |  |  | PHYSIO MONITOR |  |  |  | SPARE | [7 empty] | CAPSULE P-P | [7 empty] | PATIENT ROOM REVIEW | 2024-08-15 | 5-10 | [23 empty] | 0 | [18 empty] | 0 |  | 0 | [24 empty] | 0
4520216 | U MI CIT | LEVEL 5 | IDF 5-122C | 5-203 | ICU PATIENT RM | 5 |  | 3C1 |  |  | MEDICAL EQUIPMENT-MOBILE |  |  |  | WIRED SPARE |  |  |  | SPARE | [15 empty] | PATIENT ROOM REVIEW | 2024-08-15 | 5-10 | [23 empty] | 0 | [18 empty] | 0 |  | 0 | [24 empty] | 0
4520202 | U MI CIT | LEVEL 5 | IDF 5-122C | 5-203 | ICU PATIENT RM | 6 |  | 4 |  |  | WORKSTATION |  |  |  | LABEL PRINTER |  |  |  | SPARE | [15 empty] | PATIENT ROOM REVIEW | 2024-08-15 | 5-10 | [17 empty] | 1 | Boom mount for AIO, KB, mouse, Wireless BCMA scanner, specimen label printer |  |  |  |  | 0 |  |  |  | 1 | 1 | [12 empty] | 1 | 0 |  | 0 |  | 1 | 1 | [20 empty] | 1 | 0
4520251 | U MI CIT | LEVEL 5 | IDF 5-122C | 5-203 | ICU PATIENT RM | 10 |  | TV-NC |  |  | TELEVISION |  |  |  | WIRED SPARE |  |  |  | NURSE CALL JACK | [15 empty] | PATIENT ROOM REVIEW | 2024-08-15 | 5-10 | [23 empty] | 0 | [18 empty] | 0 |  | 0 | [24 empty] | 0
10905313 | U MI CIT | LEVEL 5 | IDF 5-122C | 5-203 | ICU PATIENT RM | 13 |  | EMC |  |  | EMU CAMERA |  |  |  | EMU ILLUMINATOR | [19 empty] | PATIENT ROOM REVIEW | 2024-08-15 | 5-10 | [23 empty] | 0 | [18 empty] | 0 |  | 0 | [24 empty] | 0
10905321 | U MI CIT | LEVEL 5 | IDF 5-122C | 5-203 | ICU PATIENT RM | 14 |  | EMC |  |  | EMU CAMERA |  |  |  | EMU ILLUMINATOR | [19 empty] | PATIENT ROOM REVIEW | 2024-08-15 | 5-10 | [23 empty] | 0 | [18 empty] | 0 |  | 0 | [24 empty] | 0
10869937 | U MI CIT | LEVEL 5 | IDF 5-122C | 5-203 | ICU PATIENT RM | 15 |  | PP4 |  |  | CAPSULE P-P |  |  |  | WIRED SPARE |  |  |  | CAPSULE P-P | [7 empty] | CAPSULE P-P | [7 empty] | PATIENT ROOM REVIEW | 2024-08-15 | 5-10 | [23 empty] | 0 | [18 empty] | 0 |  | 0 | [24 empty] | 0
4520123 | U MI CIT | LEVEL 5 | IDF 5-122C | 5-205 | ICU PATIENT RM | 1 |  | 3C |  |  | MEDICAL EQUIPMENT-MOBILE |  |  |  | WIRED SPARE |  |  |  | SPARE | [7 empty] | CAPSULE P-P | [7 empty] | PATIENT ROOM REVIEW | 2024-08-15 | 5-11 | [6 empty] | CANVAS | [16 empty] | 0 | [18 empty] | 0 |  | 0 | [24 empty] | 0
4520095 | U MI CIT | LEVEL 5 | IDF 5-122C | 5-205 | ICU PATIENT RM | 2 |  | 3C1 |  |  | MEDICAL EQUIPMENT-MOBILE |  |  |  | WIRED SPARE |  |  |  | SPARE | [15 empty] | PATIENT ROOM REVIEW | 2024-08-15 | 5-11 | [23 empty] | 0 | [18 empty] | 0 |  | 0 | [24 empty] | 0
4520102 | U MI CIT | LEVEL 5 | IDF 5-122C | 5-205 | ICU PATIENT RM | 3 |  | 3 |  |  | WIRED SPARE |  |  |  | WIRED SPARE |  |  |  | WIRED SPARE | [15 empty] | PATIENT ROOM REVIEW | 2024-08-15 | 5-11 | [23 empty] | 0 | [18 empty] | 0 |  | 0 | [24 empty] | 0
4520158 | U MI CIT | LEVEL 5 | IDF 5-122C | 5-205 | ICU PATIENT RM | 4 |  | PM |  |  | PHYSIO MONITOR |  |  |  | PHYSIO MONITOR |  |  |  | SPARE | [7 empty] | CAPSULE P-P | [7 empty] | PATIENT ROOM REVIEW | 2024-08-15 | 5-11 | [23 empty] | 0 | [18 empty] | 0 |  | 0 | [24 empty] | 0
4520130 | U MI CIT | LEVEL 5 | IDF 5-122C | 5-205 | ICU PATIENT RM | 5 |  | 3C1 |  |  | MEDICAL EQUIPMENT-MOBILE |  |  |  | WIRED SPARE |  |  |  | SPARE | [15 empty] | PATIENT ROOM REVIEW | 2024-08-15 | 5-11 | [23 empty] | 0 | [18 empty] | 0 |  | 0 | [24 empty] | 0
4520116 | U MI CIT | LEVEL 5 | IDF 5-122C | 5-205 | ICU PATIENT RM | 6 |  | 4 |  |  | WORKSTATION |  |  |  | LABEL PRINTER |  |  |  | SPARE | [15 empty] | PATIENT ROOM REVIEW | 2024-08-15 | 5-11 | [17 empty] | 1 | Boom mount for AIO, KB, mouse, Wireless BCMA scanner, specimen label printer |  |  |  |  | 0 |  |  |  | 1 | 1 | [12 empty] | 1 | 0 |  | 0 |  | 1 | 1 | [20 empty] | 1 | 0
4520165 | U MI CIT | LEVEL 5 | IDF 5-122C | 5-205 | ICU PATIENT RM | 10 |  | TV-NC |  |  | TELEVISION |  |  |  | WIRED SPARE |  |  |  | NURSE CALL JACK | [15 empty] | PATIENT ROOM REVIEW | 2024-08-15 | 5-11 | [23 empty] | 0 | [18 empty] | 0 |  | 0 | [24 empty] | 0
10905278 | U MI CIT | LEVEL 5 | IDF 5-122C | 5-205 | ICU PATIENT RM | 11 |  | EMC |  |  | EMU CAMERA |  |  |  | EMU ILLUMINATOR | [19 empty] | PATIENT ROOM REVIEW | 2024-08-15 | 5-11 | [23 empty] | 0 | [18 empty] | 0 |  | 0 | [24 empty] | 0
10905286 | U MI CIT | LEVEL 5 | IDF 5-122C | 5-205 | ICU PATIENT RM | 12 |  | EMC |  |  | EMU CAMERA |  |  |  | EMU ILLUMINATOR | [19 empty] | PATIENT ROOM REVIEW | 2024-08-15 | 5-11 | [23 empty] | 0 | [18 empty] | 0 |  | 0 | [24 empty] | 0
10869929 | U MI CIT | LEVEL 5 | IDF 5-122C | 5-205 | ICU PATIENT RM | 13 |  | PP4 |  |  | CAPSULE P-P |  |  |  | WIRED SPARE |  |  |  | CAPSULE P-P | [7 empty] | CAPSULE P-P | [7 empty] | PATIENT ROOM REVIEW | 2024-08-15 | 5-11 | [23 empty] | 0 | [18 empty] | 0 |  | 0 | [24 empty] | 0
4339417 | U MI CIT | LEVEL 5 | IDF 5-122C | 5-207 | ICU PATIENT RM | 1 |  | 3C |  |  | MEDICAL EQUIPMENT-MOBILE |  |  |  | WIRED SPARE |  |  |  | SPARE | [7 empty] | CAPSULE P-P | [7 empty] | PATIENT ROOM REVIEW | 2024-08-15 | 5-12 | [6 empty] | CANVAS | [16 empty] | 0 | [18 empty] | 0 |  | 0 | [24 empty] | 0
4339254 | U MI CIT | LEVEL 5 | IDF 5-122C | 5-207 | ICU PATIENT RM | 2 |  | 3C1 |  |  | MEDICAL EQUIPMENT-MOBILE |  |  |  | WIRED SPARE |  |  |  | SPARE | [15 empty] | PATIENT ROOM REVIEW | 2024-08-15 | 5-12 | [23 empty] | 0 | [18 empty] | 0 |  | 0 | [24 empty] | 0
4339345 | U MI CIT | LEVEL 5 | IDF 5-122C | 5-207 | ICU PATIENT RM | 3 |  | 3 |  |  | WIRED SPARE |  |  |  | WIRED SPARE |  |  |  | WIRED SPARE | [15 empty] | PATIENT ROOM REVIEW | 2024-08-15 | 5-12 | [23 empty] | 0 | [18 empty] | 0 |  | 0 | [24 empty] | 0
4339585 | U MI CIT | LEVEL 5 | IDF 5-122C | 5-207 | ICU PATIENT RM | 4 |  | PM |  |  | PHYSIO MONITOR |  |  |  | PHYSIO MONITOR |  |  |  | SPARE | [7 empty] | CAPSULE P-P | [7 empty] | PATIENT ROOM REVIEW | 2024-08-15 | 5-12 | [23 empty] | 0 | [18 empty] | 0 |  | 0 | [24 empty] | 0
4339455 | U MI CIT | LEVEL 5 | IDF 5-122C | 5-207 | ICU PATIENT RM | 5 |  | 3C1 |  |  | MEDICAL EQUIPMENT-MOBILE |  |  |  | WIRED SPARE |  |  |  | SPARE | [15 empty] | PATIENT ROOM REVIEW | 2024-08-15 | 5-12 | [23 empty] | 0 | [18 empty] | 0 |  | 0 | [24 empty] | 0
4339397 | U MI CIT | LEVEL 5 | IDF 5-122C | 5-207 | ICU PATIENT RM | 6 |  | 4 |  |  | WORKSTATION |  |  |  | LABEL PRINTER |  |  |  | SPARE | [15 empty] | PATIENT ROOM REVIEW | 2024-08-15 | 5-12 | [17 empty] | 1 | Boom mount for AIO, KB, mouse, Wireless BCMA scanner, specimen label printer |  |  |  |  | 0 |  |  |  | 1 | 1 | [12 empty] | 1 | 0 |  | 0 |  | 1 | 1 | [20 empty] | 1 | 0
4339608 | U MI CIT | LEVEL 5 | IDF 5-122C | 5-207 | ICU PATIENT RM | 10 |  | TV-NC |  |  | TELEVISION |  |  |  | WIRED SPARE |  |  |  | NURSE CALL JACK | [15 empty] | PATIENT ROOM REVIEW | 2024-08-15 | 5-12 | [23 empty] | 0 | [18 empty] | 0 |  | 0 | [24 empty] | 0
10905243 | U MI CIT | LEVEL 5 | IDF 5-122C | 5-207 | ICU PATIENT RM | 11 |  | EMC |  |  | EMU CAMERA |  |  |  | EMU ILLUMINATOR | [19 empty] | PATIENT ROOM REVIEW | 2024-08-15 | 5-12 | [23 empty] | 0 | [18 empty] | 0 |  | 0 | [24 empty] | 0
10905251 | U MI CIT | LEVEL 5 | IDF 5-122C | 5-207 | ICU PATIENT RM | 12 |  | EMC |  |  | EMU CAMERA |  |  |  | EMU ILLUMINATOR | [19 empty] | PATIENT ROOM REVIEW | 2024-08-15 | 5-12 | [23 empty] | 0 | [18 empty] | 0 |  | 0 | [24 empty] | 0
10869921 | U MI CIT | LEVEL 5 | IDF 5-122C | 5-207 | ICU PATIENT RM | 13 |  | PP4 |  |  | CAPSULE P-P |  |  |  | WIRED SPARE |  |  |  | CAPSULE P-P | [7 empty] | CAPSULE P-P | [7 empty] | PATIENT ROOM REVIEW | 2024-08-15 | 5-12 | [23 empty] | 0 | [18 empty] | 0 |  | 0 | [24 empty] | 0
4520377 | U MI CIT | LEVEL 5 | IDF 5-122C | 5-209 | ICU PATIENT RM | 1 |  | 3C |  |  | MEDICAL EQUIPMENT-MOBILE |  |  |  | WIRED SPARE |  |  |  | SPARE | [7 empty] | CAPSULE P-P | [7 empty] | PATIENT ROOM REVIEW | 2024-08-15 | 5-13 | [6 empty] | CANVAS | [16 empty] | 0 | [18 empty] | 0 |  | 0 | [24 empty] | 0
4520349 | U MI CIT | LEVEL 5 | IDF 5-122C | 5-209 | ICU PATIENT RM | 2 |  | 3C1 |  |  | MEDICAL EQUIPMENT-MOBILE |  |  |  | WIRED SPARE |  |  |  | SPARE | [15 empty] | PATIENT ROOM REVIEW | 2024-08-15 | 5-13 | [23 empty] | 0 | [18 empty] | 0 |  | 0 | [24 empty] | 0
4520356 | U MI CIT | LEVEL 5 | IDF 5-122C | 5-209 | ICU PATIENT RM | 3 |  | 3 |  |  | WIRED SPARE |  |  |  | WIRED SPARE |  |  |  | WIRED SPARE | [15 empty] | PATIENT ROOM REVIEW | 2024-08-15 | 5-13 | [23 empty] | 0 | [18 empty] | 0 |  | 0 | [24 empty] | 0
4520412 | U MI CIT | LEVEL 5 | IDF 5-122C | 5-209 | ICU PATIENT RM | 4 |  | PM |  |  | PHYSIO MONITOR |  |  |  | PHYSIO MONITOR |  |  |  | SPARE | [7 empty] | CAPSULE P-P | [7 empty] | PATIENT ROOM REVIEW | 2024-08-15 | 5-13 | [23 empty] | 0 | [18 empty] | 0 |  | 0 | [24 empty] | 0
4520384 | U MI CIT | LEVEL 5 | IDF 5-122C | 5-209 | ICU PATIENT RM | 5 |  | 3C1 |  |  | MEDICAL EQUIPMENT-MOBILE |  |  |  | WIRED SPARE |  |  |  | SPARE | [15 empty] | PATIENT ROOM REVIEW | 2024-08-15 | 5-13 | [23 empty] | 0 | [18 empty] | 0 |  | 0 | [24 empty] | 0
4520370 | U MI CIT | LEVEL 5 | IDF 5-122C | 5-209 | ICU PATIENT RM | 6 |  | 4 |  |  | WORKSTATION |  |  |  | LABEL PRINTER |  |  |  | SPARE | [15 empty] | PATIENT ROOM REVIEW | 2024-08-15 | 5-13 | [17 empty] | 1 | Boom mount for AIO, KB, mouse, Wireless BCMA scanner, specimen label printer |  |  |  |  | 0 |  |  |  | 1 | 1 | [12 empty] | 1 | 0 |  | 0 |  | 1 | 1 | [20 empty] | 1 | 0
4520419 | U MI CIT | LEVEL 5 | IDF 5-122C | 5-209 | ICU PATIENT RM | 10 |  | TV-NC |  |  | TELEVISION |  |  |  | WIRED SPARE |  |  |  | NURSE CALL JACK | [15 empty] | PATIENT ROOM REVIEW | 2024-08-15 | 5-13 | [23 empty] | 0 | [18 empty] | 0 |  | 0 | [24 empty] | 0
10905206 | U MI CIT | LEVEL 5 | IDF 5-122C | 5-209 | ICU PATIENT RM | 12 |  | EMC |  |  | EMU CAMERA |  |  |  | EMU ILLUMINATOR | [19 empty] | PATIENT ROOM REVIEW | 2024-08-15 | 5-13 | [23 empty] | 0 | [18 empty] | 0 |  | 0 | [24 empty] | 0
10905214 | U MI CIT | LEVEL 5 | IDF 5-122C | 5-209 | ICU PATIENT RM | 13 |  | EMC |  |  | EMU CAMERA |  |  |  | EMU ILLUMINATOR | [19 empty] | PATIENT ROOM REVIEW | 2024-08-15 | 5-13 | [23 empty] | 0 | [18 empty] | 0 |  | 0 | [24 empty] | 0
10869913 | U MI CIT | LEVEL 5 | IDF 5-122C | 5-209 | ICU PATIENT RM | 14 |  | PP4 |  |  | CAPSULE P-P |  |  |  | WIRED SPARE |  |  |  | CAPSULE P-P | [7 empty] | CAPSULE P-P | [7 empty] | PATIENT ROOM REVIEW | 2024-08-15 | 5-13 | [23 empty] | 0 | [18 empty] | 0 |  | 0 | [24 empty] | 0
4520461 | U MI CIT | LEVEL 5 | IDF 5-122C | 5-211 | ICU PATIENT RM | 1 |  | 3C |  |  | MEDICAL EQUIPMENT-MOBILE |  |  |  | WIRED SPARE |  |  |  | SPARE | [7 empty] | CAPSULE P-P | [7 empty] | PATIENT ROOM REVIEW | 2024-08-15 | 5-14 | [6 empty] | CANVAS | [16 empty] | 0 | [18 empty] | 0 |  | 0 | [24 empty] | 0
4520433 | U MI CIT | LEVEL 5 | IDF 5-122C | 5-211 | ICU PATIENT RM | 2 |  | 3C1 |  |  | MEDICAL EQUIPMENT-MOBILE |  |  |  | WIRED SPARE |  |  |  | SPARE | [15 empty] | PATIENT ROOM REVIEW | 2024-08-15 | 5-14 | [23 empty] | 0 | [18 empty] | 0 |  | 0 | [24 empty] | 0
4520440 | U MI CIT | LEVEL 5 | IDF 5-122C | 5-211 | ICU PATIENT RM | 3 |  | 3 |  |  | WIRED SPARE |  |  |  | WIRED SPARE |  |  |  | WIRED SPARE | [15 empty] | PATIENT ROOM REVIEW | 2024-08-15 | 5-14 | [23 empty] | 0 | [18 empty] | 0 |  | 0 | [24 empty] | 0
4520496 | U MI CIT | LEVEL 5 | IDF 5-122C | 5-211 | ICU PATIENT RM | 4 |  | PM |  |  | PHYSIO MONITOR |  |  |  | PHYSIO MONITOR |  |  |  | SPARE | [7 empty] | CAPSULE P-P | [7 empty] | PATIENT ROOM REVIEW | 2024-08-15 | 5-14 | [23 empty] | 0 | [18 empty] | 0 |  | 0 | [24 empty] | 0
4520468 | U MI CIT | LEVEL 5 | IDF 5-122C | 5-211 | ICU PATIENT RM | 5 |  | 3C1 |  |  | MEDICAL EQUIPMENT-MOBILE |  |  |  | WIRED SPARE |  |  |  | SPARE | [15 empty] | PATIENT ROOM REVIEW | 2024-08-15 | 5-14 | [23 empty] | 0 | [18 empty] | 0 |  | 0 | [24 empty] | 0
4520454 | U MI CIT | LEVEL 5 | IDF 5-122C | 5-211 | ICU PATIENT RM | 6 |  | 4 |  |  | WORKSTATION |  |  |  | LABEL PRINTER |  |  |  | SPARE | [15 empty] | PATIENT ROOM REVIEW | 2024-08-15 | 5-14 | [17 empty] | 1 | Boom mount for AIO, KB, mouse, Wireless BCMA scanner, specimen label printer |  |  |  |  | 0 |  |  |  | 1 | 1 | [12 empty] | 1 | 0 |  | 0 |  | 1 | 1 | [20 empty] | 1 | 0
4520503 | U MI CIT | LEVEL 5 | IDF 5-122C | 5-211 | ICU PATIENT RM | 10 |  | TV-NC |  |  | TELEVISION |  |  |  | WIRED SPARE |  |  |  | NURSE CALL JACK | [15 empty] | PATIENT ROOM REVIEW | 2024-08-15 | 5-14 | [23 empty] | 0 | [18 empty] | 0 |  | 0 | [24 empty] | 0
10887502 | U MI CIT | LEVEL 5 | IDF 5-122C | 5-211 | ICU PATIENT RM | 11 |  | EMC |  |  | EMU CAMERA |  |  |  | EMU ILLUMINATOR | [19 empty] | PATIENT ROOM REVIEW | 2024-08-15 | 5-14 | [23 empty] | 0 | [18 empty] | 0 |  | 0 | [24 empty] | 0
10887510 | U MI CIT | LEVEL 5 | IDF 5-122C | 5-211 | ICU PATIENT RM | 12 |  | EMC |  |  | EMU CAMERA |  |  |  | EMU ILLUMINATOR | [19 empty] | PATIENT ROOM REVIEW | 2024-08-15 | 5-14 | [23 empty] | 0 | [18 empty] | 0 |  | 0 | [24 empty] | 0
10869905 | U MI CIT | LEVEL 5 | IDF 5-122C | 5-211 | ICU PATIENT RM | 14 |  | PP4 |  |  | CAPSULE P-P |  |  |  | WIRED SPARE |  |  |  | CAPSULE P-P | [7 empty] | CAPSULE P-P | [7 empty] | PATIENT ROOM REVIEW | 2024-08-15 | 5-14 | [23 empty] | 0 | [18 empty] | 0 |  | 0 | [24 empty] | 0
4520545 | U MI CIT | LEVEL 5 | IDF 5-122C | 5-213 | ICU PATIENT RM | 1 |  | 3C |  |  | MEDICAL EQUIPMENT-MOBILE |  |  |  | WIRED SPARE |  |  |  | SPARE | [7 empty] | CAPSULE P-P | [7 empty] | PATIENT ROOM REVIEW | 2024-08-15 | 5-15 | [6 empty] | CANVAS | [16 empty] | 0 | [18 empty] | 0 |  | 0 | [24 empty] | 0
4520517 | U MI CIT | LEVEL 5 | IDF 5-122C | 5-213 | ICU PATIENT RM | 2 |  | 3C1 |  |  | MEDICAL EQUIPMENT-MOBILE |  |  |  | WIRED SPARE |  |  |  | SPARE | [15 empty] | PATIENT ROOM REVIEW | 2024-08-15 | 5-15 | [23 empty] | 0 | [18 empty] | 0 |  | 0 | [24 empty] | 0
4520524 | U MI CIT | LEVEL 5 | IDF 5-122C | 5-213 | ICU PATIENT RM | 3 |  | 3 |  |  | WIRED SPARE |  |  |  | WIRED SPARE |  |  |  | WIRED SPARE | [15 empty] | PATIENT ROOM REVIEW | 2024-08-15 | 5-15 | [23 empty] | 0 | [18 empty] | 0 |  | 0 | [24 empty] | 0
4520580 | U MI CIT | LEVEL 5 | IDF 5-122C | 5-213 | ICU PATIENT RM | 4 |  | PM |  |  | PHYSIO MONITOR |  |  |  | PHYSIO MONITOR |  |  |  | SPARE | [7 empty] | CAPSULE P-P | [7 empty] | PATIENT ROOM REVIEW | 2024-08-15 | 5-15 | [23 empty] | 0 | [18 empty] | 0 |  | 0 | [24 empty] | 0
4520552 | U MI CIT | LEVEL 5 | IDF 5-122C | 5-213 | ICU PATIENT RM | 5 |  | 3C1 |  |  | MEDICAL EQUIPMENT-MOBILE |  |  |  | WIRED SPARE |  |  |  | SPARE | [15 empty] | PATIENT ROOM REVIEW | 2024-08-15 | 5-15 | [23 empty] | 0 | [18 empty] | 0 |  | 0 | [24 empty] | 0
4520538 | U MI CIT | LEVEL 5 | IDF 5-122C | 5-213 | ICU PATIENT RM | 6 |  | 4 |  |  | WORKSTATION |  |  |  | LABEL PRINTER |  |  |  | SPARE | [15 empty] | PATIENT ROOM REVIEW | 2024-08-15 | 5-15 | [17 empty] | 1 | Boom mount for AIO, KB, mouse, Wireless BCMA scanner, specimen label printer |  |  |  |  | 0 |  |  |  | 1 | 1 | [12 empty] | 1 | 0 |  | 0 |  | 1 | 1 | [20 empty] | 1 | 0
4520587 | U MI CIT | LEVEL 5 | IDF 5-122C | 5-213 | ICU PATIENT RM | 10 |  | TV-NC |  |  | TELEVISION |  |  |  | WIRED SPARE |  |  |  | NURSE CALL JACK | [15 empty] | PATIENT ROOM REVIEW | 2024-08-15 | 5-15 | [23 empty] | 0 | [18 empty] | 0 |  | 0 | [24 empty] | 0
10887437 | U MI CIT | LEVEL 5 | IDF 5-122C | 5-213 | ICU PATIENT RM | 11 |  | EMC |  |  | EMU CAMERA |  |  |  | EMU ILLUMINATOR | [19 empty] | PATIENT ROOM REVIEW | 2024-08-15 | 5-15 | [23 empty] | 0 | [18 empty] | 0 |  | 0 | [24 empty] | 0
10887454 | U MI CIT | LEVEL 5 | IDF 5-122C | 5-213 | ICU PATIENT RM | 12 |  | EMC |  |  | EMU CAMERA |  |  |  | EMU ILLUMINATOR | [19 empty] | PATIENT ROOM REVIEW | 2024-08-15 | 5-15 | [23 empty] | 0 | [18 empty] | 0 |  | 0 | [24 empty] | 0
10869897 | U MI CIT | LEVEL 5 | IDF 5-122C | 5-213 | ICU PATIENT RM | 13 |  | PP4 |  |  | CAPSULE P-P |  |  |  | WIRED SPARE |  |  |  | CAPSULE P-P | [7 empty] | CAPSULE P-P | [7 empty] | PATIENT ROOM REVIEW | 2024-08-15 | 5-15 | [23 empty] | 0 | [18 empty] | 0 |  | 0 | [24 empty] | 0
4340859 | U MI CIT | LEVEL 5 | IDF 5-122C | 5-215 | ICU ISO PATIENT RM | 1 |  | 3C1 |  |  | MEDICAL EQUIPMENT-MOBILE |  |  |  | WIRED SPARE |  |  |  | SPARE | [15 empty] | PATIENT ROOM REVIEW | 2024-08-15 | 5-16 | [23 empty] | 0 | [18 empty] | 0 |  | 0 | [24 empty] | 0
4341141 | U MI CIT | LEVEL 5 | IDF 5-122C | 5-215 | ICU ISO PATIENT RM | 2 |  | 3 |  |  | WIRED SPARE |  |  |  | WIRED SPARE |  |  |  | WIRED SPARE | [15 empty] | PATIENT ROOM REVIEW | 2024-08-15 | 5-16 | [23 empty] | 0 | [18 empty] | 0 |  | 0 | [24 empty] | 0
4340889 | U MI CIT | LEVEL 5 | IDF 5-122C | 5-215 | ICU ISO PATIENT RM | 3 |  | 3C1 |  |  | MEDICAL EQUIPMENT-MOBILE |  |  |  | WIRED SPARE |  |  |  | SPARE | [15 empty] | PATIENT ROOM REVIEW | 2024-08-15 | 5-16 | [23 empty] | 0 | [18 empty] | 0 |  | 0 | [24 empty] | 0
4340956 | U MI CIT | LEVEL 5 | IDF 5-122C | 5-215 | ICU ISO PATIENT RM | 5 |  | 3C |  |  | MEDICAL EQUIPMENT-MOBILE |  |  |  | WIRED SPARE |  |  |  | SPARE | [7 empty] | CAPSULE P-P | [7 empty] | PATIENT ROOM REVIEW | 2024-08-15 | 5-16 | [6 empty] | CANVAS | [16 empty] | 0 | [18 empty] | 0 |  | 0 | [24 empty] | 0
4341246 | U MI CIT | LEVEL 5 | IDF 5-122C | 5-215 | ICU ISO PATIENT RM | 7 |  | PM |  |  | PHYSIO MONITOR |  |  |  | PHYSIO MONITOR |  |  |  | SPARE | [7 empty] | CAPSULE P-P | [7 empty] | PATIENT ROOM REVIEW | 2024-08-15 | 5-16 | [23 empty] | 0 | [18 empty] | 0 |  | 0 | [24 empty] | 0
4340936 | U MI CIT | LEVEL 5 | IDF 5-122C | 5-215 | ICU ISO PATIENT RM | 8 |  | 4 |  |  | WORKSTATION |  |  |  | LABEL PRINTER |  |  |  | SPARE | [15 empty] | PATIENT ROOM REVIEW | 2024-08-15 | 5-16 | [17 empty] | 1 | Boom mount for AIO, KB, mouse, Wireless BCMA scanner, specimen label printer |  |  |  |  | 0 |  |  |  | 1 | 1 | [12 empty] | 1 | 0 |  | 0 |  | 1 | 1 | [20 empty] | 1 | 0
4341329 | U MI CIT | LEVEL 5 | IDF 5-122C | 5-215 | ICU ISO PATIENT RM | 9 |  | TV-NC |  |  | TELEVISION |  |  |  | WIRED SPARE |  |  |  | NURSE CALL JACK | [15 empty] | PATIENT ROOM REVIEW | 2024-08-15 | 5-16 | [23 empty] | 0 | [18 empty] | 0 |  | 0 | [24 empty] | 0
10887364 | U MI CIT | LEVEL 5 | IDF 5-122C | 5-215 | ICU ISO PATIENT RM | 10 |  | EMC |  |  | EMU CAMERA |  |  |  | EMU ILLUMINATOR | [19 empty] | PATIENT ROOM REVIEW | 2024-08-15 | 5-16 | [23 empty] | 0 | [18 empty] | 0 |  | 0 | [24 empty] | 0
10887391 | U MI CIT | LEVEL 5 | IDF 5-122C | 5-215 | ICU ISO PATIENT RM | 11 |  | EMC |  |  | EMU CAMERA |  |  |  | EMU ILLUMINATOR | [19 empty] | PATIENT ROOM REVIEW | 2024-08-15 | 5-16 | [23 empty] | 0 | [18 empty] | 0 |  | 0 | [24 empty] | 0
10869887 | U MI CIT | LEVEL 5 | IDF 5-122C | 5-215 | ICU ISO PATIENT RM | 12 |  | PP4 |  |  | CAPSULE P-P |  |  |  | WIRED SPARE |  |  |  | CAPSULE P-P | [7 empty] | CAPSULE P-P | [7 empty] | PATIENT ROOM REVIEW | 2024-08-15 | 5-16 | [23 empty] | 0 | [18 empty] | 0 |  | 0 | [24 empty] | 0
4523399 | U MI CIT | LEVEL 5 | IDF 5-238C | 5-219 | ICU PATIENT RM | 1 |  | 3C1 |  |  | MEDICAL EQUIPMENT-MOBILE |  |  |  | WIRED SPARE |  |  |  | SPARE | [15 empty] | PATIENT ROOM REVIEW | 2024-08-15 | 5-17 | [23 empty] | 0 | [18 empty] | 0 |  | 0 | [24 empty] | 0
4523438 | U MI CIT | LEVEL 5 | IDF 5-238C | 5-219 | ICU PATIENT RM | 2 |  | 3 |  |  | WIRED SPARE |  |  |  | WIRED SPARE |  |  |  | WIRED SPARE | [15 empty] | PATIENT ROOM REVIEW | 2024-08-15 | 5-17 | [23 empty] | 0 | [18 empty] | 0 |  | 0 | [24 empty] | 0
4523530 | U MI CIT | LEVEL 5 | IDF 5-238C | 5-219 | ICU PATIENT RM | 4 |  | 3C1 |  |  | MEDICAL EQUIPMENT-MOBILE |  |  |  | WIRED SPARE |  |  |  | SPARE | [15 empty] | PATIENT ROOM REVIEW | 2024-08-15 | 5-17 | [23 empty] | 0 | [18 empty] | 0 |  | 0 | [24 empty] | 0
4523816 | U MI CIT | LEVEL 5 | IDF 5-238C | 5-219 | ICU PATIENT RM | 6 |  | TV-NC |  |  | TELEVISION |  |  |  | WIRED SPARE |  |  |  | NURSE CALL JACK | [15 empty] | PATIENT ROOM REVIEW | 2024-08-15 | 5-17 | [23 empty] | 0 | [18 empty] | 0 |  | 0 | [24 empty] | 0
4784551 | U MI CIT | LEVEL 5 | IDF 5-238C | 5-219 | ICU PATIENT RM | 9 |  | 3C |  |  | MEDICAL EQUIPMENT-MOBILE |  |  |  | WIRED SPARE |  |  |  | SPARE | [7 empty] | CAPSULE P-P | [7 empty] | PATIENT ROOM REVIEW | 2024-08-15 | 5-17 | [6 empty] | CANVAS | [16 empty] | 0 | [18 empty] | 0 |  | 0 | [24 empty] | 0
4523484 | U MI CIT | LEVEL 5 | IDF 5-238C | 5-219 | ICU PATIENT RM | 10 |  | PM |  |  | PHYSIO MONITOR |  |  |  | PHYSIO MONITOR |  |  |  | SPARE | [7 empty] | CAPSULE P-P | [7 empty] | PATIENT ROOM REVIEW | 2024-08-15 | 5-17 | [23 empty] | 0 | [18 empty] | 0 |  | 0 | [24 empty] | 0
4784703 | U MI CIT | LEVEL 5 | IDF 5-238C | 5-219 | ICU PATIENT RM | 11 |  | 4 |  |  | WORKSTATION |  |  |  | LABEL PRINTER |  |  |  | SPARE | [15 empty] | PATIENT ROOM REVIEW | 2024-08-15 | 5-17 | [17 empty] | 1 | Boom mount for AIO, KB, mouse, Wireless BCMA scanner, specimen label printer |  |  |  |  | 0 |  |  |  | 1 | 1 | [12 empty] | 1 | 0 |  | 0 |  | 1 | 1 | [20 empty] | 1 | 0
10888073 | U MI CIT | LEVEL 5 | IDF 5-238C | 5-219 | ICU PATIENT RM | 12 |  | EMC |  |  | EMU CAMERA |  |  |  | EMU ILLUMINATOR | [19 empty] | PATIENT ROOM REVIEW | 2024-08-15 | 5-17 | [23 empty] | 0 | [18 empty] | 0 |  | 0 | [24 empty] | 0
10888088 | U MI CIT | LEVEL 5 | IDF 5-238C | 5-219 | ICU PATIENT RM | 13 |  | EMC |  |  | EMU CAMERA |  |  |  | EMU ILLUMINATOR | [19 empty] | PATIENT ROOM REVIEW | 2024-08-15 | 5-17 | [23 empty] | 0 | [18 empty] | 0 |  | 0 | [24 empty] | 0
10869849 | U MI CIT | LEVEL 5 | IDF 5-238C | 5-219 | ICU PATIENT RM | 14 |  | PP4 |  |  | CAPSULE P-P |  |  |  | WIRED SPARE |  |  |  | CAPSULE P-P | [7 empty] | CAPSULE P-P | [7 empty] | PATIENT ROOM REVIEW | 2024-08-15 | 5-17 | [23 empty] | 0 | [18 empty] | 0 |  | 0 | [24 empty] | 0
4523985 | U MI CIT | LEVEL 5 | IDF 5-238C | 5-221 | ICU PATIENT RM | 1 |  | 3C1 |  |  | MEDICAL EQUIPMENT-MOBILE |  |  |  | WIRED SPARE |  |  |  | SPARE | [15 empty] | PATIENT ROOM REVIEW | 2024-08-15 | 5-18 | [23 empty] | 0 | [18 empty] | 0 |  | 0 | [24 empty] | 0
4523993 | U MI CIT | LEVEL 5 | IDF 5-238C | 5-221 | ICU PATIENT RM | 2 |  | 3 |  |  | WIRED SPARE |  |  |  | WIRED SPARE |  |  |  | WIRED SPARE | [15 empty] | PATIENT ROOM REVIEW | 2024-08-15 | 5-18 | [23 empty] | 0 | [18 empty] | 0 |  | 0 | [24 empty] | 0
4524009 | U MI CIT | LEVEL 5 | IDF 5-238C | 5-221 | ICU PATIENT RM | 3 |  | 3C1 |  |  | MEDICAL EQUIPMENT-MOBILE |  |  |  | WIRED SPARE |  |  |  | SPARE | [15 empty] | PATIENT ROOM REVIEW | 2024-08-15 | 5-18 | [23 empty] | 0 | [18 empty] | 0 |  | 0 | [24 empty] | 0
4524041 | U MI CIT | LEVEL 5 | IDF 5-238C | 5-221 | ICU PATIENT RM | 6 |  | TV-NC |  |  | TELEVISION |  |  |  | WIRED SPARE |  |  |  | NURSE CALL JACK | [15 empty] | PATIENT ROOM REVIEW | 2024-08-15 | 5-18 | [23 empty] | 0 | [18 empty] | 0 |  | 0 | [24 empty] | 0
4784804 | U MI CIT | LEVEL 5 | IDF 5-238C | 5-221 | ICU PATIENT RM | 9 |  | 3C |  |  | MEDICAL EQUIPMENT-MOBILE |  |  |  | WIRED SPARE |  |  |  | SPARE | [7 empty] | CAPSULE P-P | [7 empty] | PATIENT ROOM REVIEW | 2024-08-15 | 5-18 | [6 empty] | CANVAS | [16 empty] | 0 | [18 empty] | 0 |  | 0 | [24 empty] | 0
4524001 | U MI CIT | LEVEL 5 | IDF 5-238C | 5-221 | ICU PATIENT RM | 10 |  | PM |  |  | PHYSIO MONITOR |  |  |  | PHYSIO MONITOR |  |  |  | SPARE | [7 empty] | CAPSULE P-P | [7 empty] | PATIENT ROOM REVIEW | 2024-08-15 | 5-18 | [23 empty] | 0 | [18 empty] | 0 |  | 0 | [24 empty] | 0
4784812 | U MI CIT | LEVEL 5 | IDF 5-238C | 5-221 | ICU PATIENT RM | 11 |  | 4 |  |  | WORKSTATION |  |  |  | LABEL PRINTER |  |  |  | SPARE | [15 empty] | PATIENT ROOM REVIEW | 2024-08-15 | 5-18 | [17 empty] | 1 | Boom mount for AIO, KB, mouse, Wireless BCMA scanner, specimen label printer |  |  |  |  | 0 |  |  |  | 1 | 1 | [12 empty] | 1 | 0 |  | 0 |  | 1 | 1 | [20 empty] | 1 | 0
10908232 | U MI CIT | LEVEL 5 | IDF 5-238C | 5-221 | ICU PATIENT RM | 13 |  | EMC |  |  | EMU CAMERA |  |  |  | EMU ILLUMINATOR | [19 empty] | PATIENT ROOM REVIEW | 2024-08-15 | 5-18 | [23 empty] | 0 | [18 empty] | 0 |  | 0 | [24 empty] | 0
10908240 | U MI CIT | LEVEL 5 | IDF 5-238C | 5-221 | ICU PATIENT RM | 14 |  | EMC |  |  | EMU CAMERA |  |  |  | EMU ILLUMINATOR | [19 empty] | PATIENT ROOM REVIEW | 2024-08-15 | 5-18 | [23 empty] | 0 | [18 empty] | 0 |  | 0 | [24 empty] | 0
10869841 | U MI CIT | LEVEL 5 | IDF 5-238C | 5-221 | ICU PATIENT RM | 15 |  | PP4 |  |  | CAPSULE P-P |  |  |  | WIRED SPARE |  |  |  | CAPSULE P-P | [7 empty] | CAPSULE P-P | [7 empty] | PATIENT ROOM REVIEW | 2024-08-15 | 5-18 | [23 empty] | 0 | [18 empty] | 0 |  | 0 | [24 empty] | 0
4524064 | U MI CIT | LEVEL 5 | IDF 5-238C | 5-223 | ICU PATIENT RM | 1 |  | 3C1 |  |  | MEDICAL EQUIPMENT-MOBILE |  |  |  | WIRED SPARE |  |  |  | SPARE | [15 empty] | PATIENT ROOM REVIEW | 2024-08-15 | 5-19 | [23 empty] | 0 | [18 empty] | 0 |  | 0 | [24 empty] | 0
4524072 | U MI CIT | LEVEL 5 | IDF 5-238C | 5-223 | ICU PATIENT RM | 2 |  | 3 |  |  | WIRED SPARE |  |  |  | WIRED SPARE |  |  |  | WIRED SPARE | [15 empty] | PATIENT ROOM REVIEW | 2024-08-15 | 5-19 | [23 empty] | 0 | [18 empty] | 0 |  | 0 | [24 empty] | 0
4524088 | U MI CIT | LEVEL 5 | IDF 5-238C | 5-223 | ICU PATIENT RM | 3 |  | 3C1 |  |  | MEDICAL EQUIPMENT-MOBILE |  |  |  | WIRED SPARE |  |  |  | SPARE | [15 empty] | PATIENT ROOM REVIEW | 2024-08-15 | 5-19 | [23 empty] | 0 | [18 empty] | 0 |  | 0 | [24 empty] | 0
4524112 | U MI CIT | LEVEL 5 | IDF 5-238C | 5-223 | ICU PATIENT RM | 6 |  | TV-NC |  |  | TELEVISION |  |  |  | WIRED SPARE |  |  |  | NURSE CALL JACK | [15 empty] | PATIENT ROOM REVIEW | 2024-08-15 | 5-19 | [23 empty] | 0 | [18 empty] | 0 |  | 0 | [24 empty] | 0
4784829 | U MI CIT | LEVEL 5 | IDF 5-238C | 5-223 | ICU PATIENT RM | 9 |  | 3C |  |  | MEDICAL EQUIPMENT-MOBILE |  |  |  | WIRED SPARE |  |  |  | SPARE | [7 empty] | CAPSULE P-P | [7 empty] | PATIENT ROOM REVIEW | 2024-08-15 | 5-19 | [6 empty] | CANVAS | [16 empty] | 0 | [18 empty] | 0 |  | 0 | [24 empty] | 0
4524080 | U MI CIT | LEVEL 5 | IDF 5-238C | 5-223 | ICU PATIENT RM | 10 |  | PM |  |  | PHYSIO MONITOR |  |  |  | PHYSIO MONITOR |  |  |  | SPARE | [7 empty] | CAPSULE P-P | [7 empty] | PATIENT ROOM REVIEW | 2024-08-15 | 5-19 | [23 empty] | 0 | [18 empty] | 0 |  | 0 | [24 empty] | 0
4784837 | U MI CIT | LEVEL 5 | IDF 5-238C | 5-223 | ICU PATIENT RM | 11 |  | 4 |  |  | WORKSTATION |  |  |  | LABEL PRINTER |  |  |  | SPARE | [15 empty] | PATIENT ROOM REVIEW | 2024-08-15 | 5-19 | [17 empty] | 1 | Boom mount for AIO, KB, mouse, Wireless BCMA scanner, specimen label printer |  |  |  |  | 0 |  |  |  | 1 | 1 | [12 empty] | 1 | 0 |  | 0 |  | 1 | 1 | [20 empty] | 1 | 0
10908267 | U MI CIT | LEVEL 5 | IDF 5-238C | 5-223 | ICU PATIENT RM | 12 |  | EMC |  |  | EMU CAMERA |  |  |  | EMU ILLUMINATOR | [19 empty] | PATIENT ROOM REVIEW | 2024-08-15 | 5-19 | [23 empty] | 0 | [18 empty] | 0 |  | 0 | [24 empty] | 0
10908275 | U MI CIT | LEVEL 5 | IDF 5-238C | 5-223 | ICU PATIENT RM | 13 |  | EMC |  |  | EMU CAMERA |  |  |  | EMU ILLUMINATOR | [19 empty] | PATIENT ROOM REVIEW | 2024-08-15 | 5-19 | [23 empty] | 0 | [18 empty] | 0 |  | 0 | [24 empty] | 0
10869833 | U MI CIT | LEVEL 5 | IDF 5-238C | 5-223 | ICU PATIENT RM | 14 |  | PP4 |  |  | CAPSULE P-P |  |  |  | WIRED SPARE |  |  |  | CAPSULE P-P | [7 empty] | CAPSULE P-P | [7 empty] | PATIENT ROOM REVIEW | 2024-08-15 | 5-19 | [23 empty] | 0 | [18 empty] | 0 |  | 0 | [24 empty] | 0
4524135 | U MI CIT | LEVEL 5 | IDF 5-238C | 5-225 | ICU PATIENT RM | 1 |  | 3C1 |  |  | MEDICAL EQUIPMENT-MOBILE |  |  |  | WIRED SPARE |  |  |  | SPARE | [15 empty] | PATIENT ROOM REVIEW | 2024-08-15 | 5-20 | [23 empty] | 0 | [18 empty] | 0 |  | 0 | [24 empty] | 0
4524143 | U MI CIT | LEVEL 5 | IDF 5-238C | 5-225 | ICU PATIENT RM | 2 |  | 3 |  |  | WIRED SPARE |  |  |  | WIRED SPARE |  |  |  | WIRED SPARE | [15 empty] | PATIENT ROOM REVIEW | 2024-08-15 | 5-20 | [23 empty] | 0 | [18 empty] | 0 |  | 0 | [24 empty] | 0
4524159 | U MI CIT | LEVEL 5 | IDF 5-238C | 5-225 | ICU PATIENT RM | 3 |  | 3C1 |  |  | MEDICAL EQUIPMENT-MOBILE |  |  |  | WIRED SPARE |  |  |  | SPARE | [15 empty] | PATIENT ROOM REVIEW | 2024-08-15 | 5-20 | [23 empty] | 0 | [18 empty] | 0 |  | 0 | [24 empty] | 0
4524183 | U MI CIT | LEVEL 5 | IDF 5-238C | 5-225 | ICU PATIENT RM | 6 |  | TV-NC |  |  | TELEVISION |  |  |  | WIRED SPARE |  |  |  | NURSE CALL JACK | [15 empty] | PATIENT ROOM REVIEW | 2024-08-15 | 5-20 | [23 empty] | 0 | [18 empty] | 0 |  | 0 | [24 empty] | 0
4784858 | U MI CIT | LEVEL 5 | IDF 5-238C | 5-225 | ICU PATIENT RM | 9 |  | 3C |  |  | MEDICAL EQUIPMENT-MOBILE |  |  |  | WIRED SPARE |  |  |  | SPARE | [7 empty] | CAPSULE P-P | [7 empty] | PATIENT ROOM REVIEW | 2024-08-15 | 5-20 | [6 empty] | CANVAS | [16 empty] | 0 | [18 empty] | 0 |  | 0 | [24 empty] | 0
4524151 | U MI CIT | LEVEL 5 | IDF 5-238C | 5-225 | ICU PATIENT RM | 10 |  | PM |  |  | PHYSIO MONITOR |  |  |  | PHYSIO MONITOR |  |  |  | SPARE | [7 empty] | CAPSULE P-P | [7 empty] | PATIENT ROOM REVIEW | 2024-08-15 | 5-20 | [23 empty] | 0 | [18 empty] | 0 |  | 0 | [24 empty] | 0
4784866 | U MI CIT | LEVEL 5 | IDF 5-238C | 5-225 | ICU PATIENT RM | 11 |  | 4 |  |  | WORKSTATION |  |  |  | LABEL PRINTER |  |  |  | SPARE | [15 empty] | PATIENT ROOM REVIEW | 2024-08-15 | 5-20 | [17 empty] | 1 | Boom mount for AIO, KB, mouse, Wireless BCMA scanner, specimen label printer |  |  |  |  | 0 |  |  |  | 1 | 1 | [12 empty] | 1 | 0 |  | 0 |  | 1 | 1 | [20 empty] | 1 | 0
10908302 | U MI CIT | LEVEL 5 | IDF 5-238C | 5-225 | ICU PATIENT RM | 12 |  | EMC |  |  | EMU CAMERA |  |  |  | EMU ILLUMINATOR | [19 empty] | PATIENT ROOM REVIEW | 2024-08-15 | 5-20 | [23 empty] | 0 | [18 empty] | 0 |  | 0 | [24 empty] | 0
10908310 | U MI CIT | LEVEL 5 | IDF 5-238C | 5-225 | ICU PATIENT RM | 13 |  | EMC |  |  | EMU CAMERA |  |  |  | EMU ILLUMINATOR | [19 empty] | PATIENT ROOM REVIEW | 2024-08-15 | 5-20 | [23 empty] | 0 | [18 empty] | 0 |  | 0 | [24 empty] | 0
10869825 | U MI CIT | LEVEL 5 | IDF 5-238C | 5-225 | ICU PATIENT RM | 14 |  | PP4 |  |  | CAPSULE P-P |  |  |  | WIRED SPARE |  |  |  | CAPSULE P-P | [7 empty] | CAPSULE P-P | [7 empty] | PATIENT ROOM REVIEW | 2024-08-15 | 5-20 | [23 empty] | 0 | [18 empty] | 0 |  | 0 | [24 empty] | 0
4524206 | U MI CIT | LEVEL 5 | IDF 5-238C | 5-227 | ICU PATIENT RM | 1 |  | 3C1 |  |  | MEDICAL EQUIPMENT-MOBILE |  |  |  | WIRED SPARE |  |  |  | SPARE | [15 empty] | PATIENT ROOM REVIEW | 2024-08-15 | 5-21 | [23 empty] | 0 | [18 empty] | 0 |  | 0 | [24 empty] | 0
4524214 | U MI CIT | LEVEL 5 | IDF 5-238C | 5-227 | ICU PATIENT RM | 2 |  | 3 |  |  | WIRED SPARE |  |  |  | WIRED SPARE |  |  |  | WIRED SPARE | [15 empty] | PATIENT ROOM REVIEW | 2024-08-15 | 5-21 | [23 empty] | 0 | [18 empty] | 0 |  | 0 | [24 empty] | 0
4524230 | U MI CIT | LEVEL 5 | IDF 5-238C | 5-227 | ICU PATIENT RM | 3 |  | 3C1 |  |  | MEDICAL EQUIPMENT-MOBILE |  |  |  | WIRED SPARE |  |  |  | SPARE | [15 empty] | PATIENT ROOM REVIEW | 2024-08-15 | 5-21 | [23 empty] | 0 | [18 empty] | 0 |  | 0 | [24 empty] | 0
4524254 | U MI CIT | LEVEL 5 | IDF 5-238C | 5-227 | ICU PATIENT RM | 6 |  | TV-NC |  |  | TELEVISION |  |  |  | WIRED SPARE |  |  |  | NURSE CALL JACK | [15 empty] | PATIENT ROOM REVIEW | 2024-08-15 | 5-21 | [23 empty] | 0 | [18 empty] | 0 |  | 0 | [24 empty] | 0
4784887 | U MI CIT | LEVEL 5 | IDF 5-238C | 5-227 | ICU PATIENT RM | 9 |  | 3C |  |  | MEDICAL EQUIPMENT-MOBILE |  |  |  | WIRED SPARE |  |  |  | SPARE | [7 empty] | CAPSULE P-P | [7 empty] | PATIENT ROOM REVIEW | 2024-08-15 | 5-21 | [6 empty] | CANVAS | [16 empty] | 0 | [18 empty] | 0 |  | 0 | [24 empty] | 0
4524222 | U MI CIT | LEVEL 5 | IDF 5-238C | 5-227 | ICU PATIENT RM | 10 |  | PM |  |  | PHYSIO MONITOR |  |  |  | PHYSIO MONITOR |  |  |  | SPARE | [7 empty] | CAPSULE P-P | [7 empty] | PATIENT ROOM REVIEW | 2024-08-15 | 5-21 | [23 empty] | 0 | [18 empty] | 0 |  | 0 | [24 empty] | 0
4784895 | U MI CIT | LEVEL 5 | IDF 5-238C | 5-227 | ICU PATIENT RM | 11 |  | 4 |  |  | WORKSTATION |  |  |  | LABEL PRINTER |  |  |  | SPARE | [15 empty] | PATIENT ROOM REVIEW | 2024-08-15 | 5-21 | [17 empty] | 1 | Boom mount for AIO, KB, mouse, Wireless BCMA scanner, specimen label printer |  |  |  |  | 0 |  |  |  | 1 | 1 | [12 empty] | 1 | 0 |  | 0 |  | 1 | 1 | [20 empty] | 1 | 0
10908335 | U MI CIT | LEVEL 5 | IDF 5-238C | 5-227 | ICU PATIENT RM | 13 |  | EMC |  |  | EMU CAMERA |  |  |  | EMU ILLUMINATOR | [19 empty] | PATIENT ROOM REVIEW | 2024-08-15 | 5-21 | [23 empty] | 0 | [18 empty] | 0 |  | 0 | [24 empty] | 0
10908343 | U MI CIT | LEVEL 5 | IDF 5-238C | 5-227 | ICU PATIENT RM | 14 |  | EMC |  |  | EMU CAMERA |  |  |  | EMU ILLUMINATOR | [19 empty] | PATIENT ROOM REVIEW | 2024-08-15 | 5-21 | [23 empty] | 0 | [18 empty] | 0 |  | 0 | [24 empty] | 0
10869817 | U MI CIT | LEVEL 5 | IDF 5-238C | 5-227 | ICU PATIENT RM | 15 |  | PP4 |  |  | CAPSULE P-P |  |  |  | WIRED SPARE |  |  |  | CAPSULE P-P | [7 empty] | CAPSULE P-P | [7 empty] | PATIENT ROOM REVIEW | 2024-08-15 | 5-21 | [23 empty] | 0 | [18 empty] | 0 |  | 0 | [24 empty] | 0
4524277 | U MI CIT | LEVEL 5 | IDF 5-238C | 5-229 | ICU PATIENT RM | 1 |  | 3C1 |  |  | MEDICAL EQUIPMENT-MOBILE |  |  |  | WIRED SPARE |  |  |  | SPARE | [15 empty] | PATIENT ROOM REVIEW | 2024-08-15 | 5-22 | [23 empty] | 0 | [18 empty] | 0 |  | 0 | [24 empty] | 0
4524285 | U MI CIT | LEVEL 5 | IDF 5-238C | 5-229 | ICU PATIENT RM | 2 |  | 3 |  |  | WIRED SPARE |  |  |  | WIRED SPARE |  |  |  | WIRED SPARE | [15 empty] | PATIENT ROOM REVIEW | 2024-08-15 | 5-22 | [23 empty] | 0 | [18 empty] | 0 |  | 0 | [24 empty] | 0
4524301 | U MI CIT | LEVEL 5 | IDF 5-238C | 5-229 | ICU PATIENT RM | 3 |  | 3C1 |  |  | MEDICAL EQUIPMENT-MOBILE |  |  |  | WIRED SPARE |  |  |  | SPARE | [15 empty] | PATIENT ROOM REVIEW | 2024-08-15 | 5-22 | [23 empty] | 0 | [18 empty] | 0 |  | 0 | [24 empty] | 0
4524325 | U MI CIT | LEVEL 5 | IDF 5-238C | 5-229 | ICU PATIENT RM | 6 |  | TV-NC |  |  | TELEVISION |  |  |  | WIRED SPARE |  |  |  | NURSE CALL JACK | [15 empty] | PATIENT ROOM REVIEW | 2024-08-15 | 5-22 | [23 empty] | 0 | [18 empty] | 0 |  | 0 | [24 empty] | 0
4784912 | U MI CIT | LEVEL 5 | IDF 5-238C | 5-229 | ICU PATIENT RM | 9 |  | 3C |  |  | MEDICAL EQUIPMENT-MOBILE |  |  |  | WIRED SPARE |  |  |  | SPARE | [7 empty] | CAPSULE P-P | [7 empty] | PATIENT ROOM REVIEW | 2024-08-15 | 5-22 | [6 empty] | CANVAS | [16 empty] | 0 | [18 empty] | 0 |  | 0 | [24 empty] | 0
4524293 | U MI CIT | LEVEL 5 | IDF 5-238C | 5-229 | ICU PATIENT RM | 10 |  | PM |  |  | PHYSIO MONITOR |  |  |  | PHYSIO MONITOR |  |  |  | SPARE | [7 empty] | CAPSULE P-P | [7 empty] | PATIENT ROOM REVIEW | 2024-08-15 | 5-22 | [23 empty] | 0 | [18 empty] | 0 |  | 0 | [24 empty] | 0
4784920 | U MI CIT | LEVEL 5 | IDF 5-238C | 5-229 | ICU PATIENT RM | 11 |  | 4 |  |  | WORKSTATION |  |  |  | LABEL PRINTER |  |  |  | SPARE | [15 empty] | PATIENT ROOM REVIEW | 2024-08-15 | 5-22 | [17 empty] | 1 | Boom mount for AIO, KB, mouse, Wireless BCMA scanner, specimen label printer |  |  |  |  | 0 |  |  |  | 1 | 1 | [12 empty] | 1 | 0 |  | 0 |  | 1 | 1 | [20 empty] | 1 | 0
10908374 | U MI CIT | LEVEL 5 | IDF 5-238C | 5-229 | ICU PATIENT RM | 12 |  | EMC |  |  | EMU CAMERA |  |  |  | EMU ILLUMINATOR | [19 empty] | PATIENT ROOM REVIEW | 2024-08-15 | 5-22 | [23 empty] | 0 | [18 empty] | 0 |  | 0 | [24 empty] | 0
10908382 | U MI CIT | LEVEL 5 | IDF 5-238C | 5-229 | ICU PATIENT RM | 13 |  | EMC |  |  | EMU CAMERA |  |  |  | EMU ILLUMINATOR | [19 empty] | PATIENT ROOM REVIEW | 2024-08-15 | 5-22 | [23 empty] | 0 | [18 empty] | 0 |  | 0 | [24 empty] | 0
10869809 | U MI CIT | LEVEL 5 | IDF 5-238C | 5-229 | ICU PATIENT RM | 14 |  | PP4 |  |  | CAPSULE P-P |  |  |  | WIRED SPARE |  |  |  | CAPSULE P-P | [7 empty] | CAPSULE P-P | [7 empty] | PATIENT ROOM REVIEW | 2024-08-15 | 5-22 | [23 empty] | 0 | [18 empty] | 0 |  | 0 | [24 empty] | 0
4524348 | U MI CIT | LEVEL 5 | IDF 5-238C | 5-231 | ICU PATIENT RM | 1 |  | 3C1 |  |  | MEDICAL EQUIPMENT-MOBILE |  |  |  | WIRED SPARE |  |  |  | SPARE | [15 empty] | PATIENT ROOM REVIEW | 2024-08-15 | 5-23 | [23 empty] | 0 | [18 empty] | 0 |  | 0 | [24 empty] | 0
4524356 | U MI CIT | LEVEL 5 | IDF 5-238C | 5-231 | ICU PATIENT RM | 2 |  | 3 |  |  | WIRED SPARE |  |  |  | WIRED SPARE |  |  |  | WIRED SPARE | [15 empty] | PATIENT ROOM REVIEW | 2024-08-15 | 5-23 | [23 empty] | 0 | [18 empty] | 0 |  | 0 | [24 empty] | 0
4524372 | U MI CIT | LEVEL 5 | IDF 5-238C | 5-231 | ICU PATIENT RM | 3 |  | 3C1 |  |  | MEDICAL EQUIPMENT-MOBILE |  |  |  | WIRED SPARE |  |  |  | SPARE | [15 empty] | PATIENT ROOM REVIEW | 2024-08-15 | 5-23 | [23 empty] | 0 | [18 empty] | 0 |  | 0 | [24 empty] | 0
4524396 | U MI CIT | LEVEL 5 | IDF 5-238C | 5-231 | ICU PATIENT RM | 6 |  | TV-NC |  |  | TELEVISION |  |  |  | WIRED SPARE |  |  |  | NURSE CALL JACK | [15 empty] | PATIENT ROOM REVIEW | 2024-08-15 | 5-23 | [23 empty] | 0 | [18 empty] | 0 |  | 0 | [24 empty] | 0
4784939 | U MI CIT | LEVEL 5 | IDF 5-238C | 5-231 | ICU PATIENT RM | 9 |  | 3C |  |  | MEDICAL EQUIPMENT-MOBILE |  |  |  | WIRED SPARE |  |  |  | SPARE | [7 empty] | CAPSULE P-P | [7 empty] | PATIENT ROOM REVIEW | 2024-08-15 | 5-23 | [6 empty] | CANVAS | [16 empty] | 0 | [18 empty] | 0 |  | 0 | [24 empty] | 0
8667109 | U MI CIT | LEVEL 5 | IDF 5-238C | 5-231 | ICU PATIENT RM | 10 |  | PM |  |  | PHYSIO MONITOR |  |  |  | PHYSIO MONITOR |  |  |  | SPARE | [7 empty] | CAPSULE P-P | [7 empty] | PATIENT ROOM REVIEW | 2024-08-15 | 5-23 | [23 empty] | 0 | [18 empty] | 0 |  | 0 | [24 empty] | 0
4784947 | U MI CIT | LEVEL 5 | IDF 5-238C | 5-231 | ICU PATIENT RM | 11 |  | 4 |  |  | WORKSTATION |  |  |  | LABEL PRINTER |  |  |  | SPARE | [15 empty] | PATIENT ROOM REVIEW | 2024-08-15 | 5-23 | [17 empty] | 1 | Boom mount for AIO, KB, mouse, Wireless BCMA scanner, specimen label printer |  |  |  |  | 0 |  |  |  | 1 | 1 | [12 empty] | 1 | 0 |  | 0 |  | 1 | 1 | [20 empty] | 1 | 0
10869799 | U MI CIT | LEVEL 5 | IDF 5-238C | 5-231 | ICU PATIENT RM | 12 |  | PP4 |  |  | CAPSULE P-P |  |  |  | WIRED SPARE |  |  |  | CAPSULE P-P | [7 empty] | CAPSULE P-P | [7 empty] | PATIENT ROOM REVIEW | 2024-08-15 | 5-23 | [23 empty] | 0 | [18 empty] | 0 |  | 0 | [24 empty] | 0
10908409 | U MI CIT | LEVEL 5 | IDF 5-238C | 5-231 | ICU PATIENT RM | 13 |  | EMC |  |  | EMU CAMERA |  |  |  | EMU ILLUMINATOR | [19 empty] | PATIENT ROOM REVIEW | 2024-08-15 | 5-23 | [23 empty] | 0 | [18 empty] | 0 |  | 0 | [24 empty] | 0
10908417 | U MI CIT | LEVEL 5 | IDF 5-238C | 5-231 | ICU PATIENT RM | 14 |  | EMC |  |  | EMU CAMERA |  |  |  | EMU ILLUMINATOR | [19 empty] | PATIENT ROOM REVIEW | 2024-08-15 | 5-23 | [23 empty] | 0 | [18 empty] | 0 |  | 0 | [24 empty] | 0
6675034 | U MI CIT | LEVEL 5 | IDF 5-238C | 5-233 | ICU ISO PATIENT RM | 1 |  | 3C |  |  | MEDICAL EQUIPMENT-MOBILE |  |  |  | WIRED SPARE |  |  |  | SPARE | [7 empty] | CAPSULE P-P | [7 empty] | PATIENT ROOM REVIEW | 2024-08-15 | 5-24 | [6 empty] | CANVAS | [16 empty] | 0 | [18 empty] | 0 |  | 0 | [24 empty] | 0
4525424 | U MI CIT | LEVEL 5 | IDF 5-238C | 5-233 | ICU ISO PATIENT RM | 2 |  | 3 |  |  | WIRED SPARE |  |  |  | WIRED SPARE |  |  |  | WIRED SPARE | [15 empty] | PATIENT ROOM REVIEW | 2024-08-15 | 5-24 | [23 empty] | 0 | [18 empty] | 0 |  | 0 | [24 empty] | 0
4525404 | U MI CIT | LEVEL 5 | IDF 5-238C | 5-233 | ICU ISO PATIENT RM | 3 |  | 3 |  |  | WIRED SPARE |  |  |  | WIRED SPARE |  |  |  | WIRED SPARE | [15 empty] | PATIENT ROOM REVIEW | 2024-08-15 | 5-24 | [23 empty] | 0 | [18 empty] | 0 |  | 0 | [24 empty] | 0
4525976 | U MI CIT | LEVEL 5 | IDF 5-238C | 5-233 | ICU ISO PATIENT RM | 5 |  | 0 |  |  | FUTURE | [23 empty] | PATIENT ROOM REVIEW | 2024-08-15 | 5-24 | [23 empty] | 0 | [18 empty] | 0 |  | 0 | [24 empty] | 0
4525968 | U MI CIT | LEVEL 5 | IDF 5-238C | 5-233 | ICU ISO PATIENT RM | 6 |  | TV-NC |  |  | TELEVISION |  |  |  | WIRED SPARE |  |  |  | NURSE CALL JACK | [15 empty] | PATIENT ROOM REVIEW | 2024-08-15 | 5-24 | [23 empty] | 0 | [18 empty] | 0 |  | 0 | [24 empty] | 0
4525960 | U MI CIT | LEVEL 5 | IDF 5-238C | 5-233 | ICU ISO PATIENT RM | 7 |  | 3 |  |  | WIRED SPARE |  |  |  | WIRED SPARE |  |  |  | WIRED SPARE | [15 empty] | PATIENT ROOM REVIEW | 2024-08-15 | 5-24 | [23 empty] | 0 | [18 empty] | 0 |  | 0 | [24 empty] | 0
4525577 | U MI CIT | LEVEL 5 | IDF 5-238C | 5-233 | ICU ISO PATIENT RM | 8 |  | 3 |  |  | WIRED SPARE |  |  |  | WIRED SPARE |  |  |  | WIRED SPARE | [15 empty] | PATIENT ROOM REVIEW | 2024-08-15 | 5-24 | [23 empty] | 0 | [18 empty] | 0 |  | 0 | [24 empty] | 0
4525623 | U MI CIT | LEVEL 5 | IDF 5-238C | 5-233 | ICU ISO PATIENT RM | 9 |  | 3 |  |  | WORKSTATION |  |  |  | LABEL PRINTER |  |  |  | SPARE | [15 empty] | PATIENT ROOM REVIEW | 2024-08-15 | 5-24 | [17 empty] | 1 | Boom mount for AIO, KB, mouse, Wireless BCMA scanner, specimen label printer |  |  |  |  | 0 |  |  |  | 1 | 1 | [12 empty] | 1 | 0 |  | 0 |  | 1 | 1 | [20 empty] | 1 | 0
4525470 | U MI CIT | LEVEL 5 | IDF 5-238C | 5-233 | ICU ISO PATIENT RM | 10 |  | PM |  |  | PHYSIO MONITOR |  |  |  | PHYSIO MONITOR |  |  |  | SPARE | [7 empty] | CAPSULE P-P | [7 empty] | PATIENT ROOM REVIEW | 2024-08-15 | 5-24 | [23 empty] | 0 | [18 empty] | 0 |  | 0 | [24 empty] | 0
10888356 | U MI CIT | LEVEL 5 | IDF 5-238C | 5-233 | ICU ISO PATIENT RM | 13 |  | EMC |  |  | EMU CAMERA |  |  |  | EMU ILLUMINATOR | [19 empty] | PATIENT ROOM REVIEW | 2024-08-15 | 5-24 | [23 empty] | 0 | [18 empty] | 0 |  | 0 | [24 empty] | 0
10888364 | U MI CIT | LEVEL 5 | IDF 5-238C | 5-233 | ICU ISO PATIENT RM | 14 |  | EMC |  |  | EMU CAMERA |  |  |  | EMU ILLUMINATOR | [19 empty] | PATIENT ROOM REVIEW | 2024-08-15 | 5-24 | [23 empty] | 0 | [18 empty] | 0 |  | 0 | [24 empty] | 0
4614689 | U MI CIT | LEVEL 8 | IDF 8-334C | 8-101 | UNIV PATIENT RM | 1 |  | 3 |  |  | WIRED SPARE |  |  |  | WIRED SPARE |  |  |  | WIRED SPARE | [15 empty] | PATIENT ROOM REVIEW | 2024-08-15 | 8-01 | 2A | 2025-04-21 | [21 empty] | 0 | [18 empty] | 0 |  | 0 | [24 empty] | 0
4614697 | U MI CIT | LEVEL 8 | IDF 8-334C | 8-101 | UNIV PATIENT RM | 2 |  | PM |  |  | PHYSIO MONITOR |  |  |  | PHYSIO MONITOR |  |  |  | SPARE |  |  |  | CAPSULE |  |  |  | CAPSULE P-P |  |  |  | CAPSULE P-P | yellow pt to pt |  |  | PATIENT ROOM REVIEW | 2024-08-15 | 8-01 | 2A | 2025-04-21 |  |  |  |  | B-450 | EEG - NATUS | [15 empty] | 0 | [18 empty] | 0 |  | 0 | [24 empty] | 0
4614713 | U MI CIT | LEVEL 8 | IDF 8-334C | 8-101 | UNIV PATIENT RM | 5 |  | TV4-NC |  |  | TELEVISION |  |  |  | WIRED SPARE |  |  |  | V-NURSING |  |  |  | WIRED SPARE | [7 empty] | NURSE CALL JACK |  |  |  | PATIENT ROOM REVIEW | 2024-08-15 | 8-01 | 2A | 2025-04-21 | [21 empty] | 0 | [18 empty] | 0 |  | 0 | [24 empty] | 0
8204286 | U MI CIT | LEVEL 8 | IDF 8-334C | 8-101 | UNIV PATIENT RM | 6 |  | 3 |  |  | WORKSTATION |  |  |  | WIRED SPARE |  |  |  | SPARE | [15 empty] | PATIENT ROOM REVIEW | 2024-08-15 | 8-01 | 2A | 2025-04-21 | [15 empty] | 1 | longest arm to chart and view patient, VESA mount for Dell OptiPlex All-in-One: Starting weight: 16.55 lb (7.51 kg),Weight (maximum): 20.25 lb (9.19 kg),Starting weight, without stand: 12.37 lb (5.61 kg),Weight (maximum), without stand: 13.93 lb (6.32 kg), keyboard, mouse, wireless BCMA scanner Honeywell 1952HHD, | CLPV0003 |  |  |  | 0 |  |  |  | 1 | 1 | [12 empty] | 1 | 0 |  | 0 |  | 1 | 1 | [21 empty] | 0
5469827 | U MI CIT | LEVEL 8 | IDF 8-334C | 8-101B | CLINICAL WORKSTATION | 1 |  | 3 |  |  | WORKSTATION |  |  |  | WIRED SPARE |  |  |  | SPARE | [15 empty] | PATIENT ROOM REVIEW | 2024-08-15 |  | 2A | 2025-04-21 | [17 empty] | WSIU3198 |  |  |  | 0 |  |  |  | 1 | 1 | [12 empty] | 1 | 0 |  | 0 |  |  | 1 | [21 empty] | 0
4614746 | U MI CIT | LEVEL 8 | IDF 8-334C | 8-103 | UNIV PATIENT RM | 1 |  | 3 |  |  | WIRED SPARE |  |  |  | WIRED SPARE |  |  |  | WIRED SPARE | [15 empty] | PATIENT ROOM REVIEW | 2024-08-15 | 8-02 | 2A | 2025-04-21 | [21 empty] | 0 | [18 empty] | 0 |  | 0 | [24 empty] | 0
4614754 | U MI CIT | LEVEL 8 | IDF 8-334C | 8-103 | UNIV PATIENT RM | 2 |  | PM |  |  | PHYSIO MONITOR |  |  |  | PHYSIO MONITOR |  |  |  | SPARE | [7 empty] | CAPSULE P-P |  |  |  | CAPSULE |  |  |  | PATIENT ROOM REVIEW | 2024-08-15 | 8-02 | 2A | 2025-04-21 |  |  |  |  | B-450 | EEG - NATUS | [15 empty] | 0 | [18 empty] | 0 |  | 0 | [24 empty] | 0
8654324 | U MI CIT | LEVEL 8 | IDF 8-334C | 8-103 | UNIV PATIENT RM | 5 |  | TV4-NC |  |  | TELEVISION |  |  |  | WIRED SPARE |  |  |  | V-NURSING |  |  |  | WIRED SPARE | [7 empty] | NURSE CALL JACK |  |  |  | PATIENT ROOM REVIEW | 2024-08-15 | 8-02 | 2A | 2025-04-21 | [21 empty] | 0 | [18 empty] | 0 |  | 0 | [24 empty] | 0
8654438 | U MI CIT | LEVEL 8 | IDF 8-334C | 8-103 | UNIV PATIENT RM | 6 |  | 3 |  |  | WORKSTATION |  |  |  | WIRED SPARE |  |  |  | SPARE | [15 empty] | PATIENT ROOM REVIEW | 2024-08-15 | 8-02 | 2A | 2025-04-21 | [15 empty] | 1 | longest arm to chart and view patient, VESA mount for Dell OptiPlex All-in-One: Starting weight: 16.55 lb (7.51 kg),Weight (maximum): 20.25 lb (9.19 kg),Starting weight, without stand: 12.37 lb (5.61 kg),Weight (maximum), without stand: 13.93 lb (6.32 kg), keyboard, mouse, wireless BCMA scanner Honeywell 1952HHD, | CLPV0004 |  |  |  | 0 |  |  |  | 1 | 1 | [12 empty] | 1 | 0 |  | 0 |  | 1 | 1 | [21 empty] | 0
99999995 | U MI CIT | LEVEL 8 |  | 8-103B | CLINICAL WORKSTATION | NEED NEW |  | 1 |  |  | WORKSTATION |  |  |  | WIRED SPARE |  |  |  | SPARE | [15 empty] | PATIENT ROOM REVIEW | 2024-08-15 |  | 2A | 2025-04-21 | [17 empty] | WSIU3199 |  |  |  | 0 |  |  |  | 1 | 1 | [12 empty] | 1 | 0 |  | 0 |  |  | 1 | [21 empty] | 0 | [11 empty] | not on 20240126 TPP Drawings but wall plate is expected and needed
4614804 | U MI CIT | LEVEL 8 | IDF 8-122C | 8-105 | UNIV PATIENT RM | 1 |  | 3 |  |  | WIRED SPARE |  |  |  | WIRED SPARE |  |  |  | WIRED SPARE | [15 empty] | PATIENT ROOM REVIEW | 2024-08-15 | 8-03 | 2A | 2025-04-21 | [21 empty] | 0 | [18 empty] | 0 |  | 0 | [24 empty] | 0
4614812 | U MI CIT | LEVEL 8 | IDF 8-122C | 8-105 | UNIV PATIENT RM | 2 |  | PM |  |  | PHYSIO MONITOR |  |  |  | PHYSIO MONITOR |  |  |  | SPARE | [7 empty] | CAPSULE P-P |  |  |  | CAPSULE |  |  |  | PATIENT ROOM REVIEW | 2024-08-15 | 8-03 | 2A | 2025-04-21 |  |  |  |  | B-450 | EEG - NATUS | [15 empty] | 0 | [18 empty] | 0 |  | 0 | [24 empty] | 0
4614828 | U MI CIT | LEVEL 8 | IDF 8-122C | 8-105 | UNIV PATIENT RM | 5 |  | TV4-NC |  |  | TELEVISION |  |  |  | WIRED SPARE |  |  |  | V-NURSING |  |  |  | WIRED SPARE | [7 empty] | NURSE CALL JACK |  |  |  | PATIENT ROOM REVIEW | 2024-08-15 | 8-03 | 2A | 2025-04-21 | [21 empty] | 0 | [18 empty] | 0 |  | 0 | [24 empty] | 0
8205415 | U MI CIT | LEVEL 8 | IDF 8-122C | 8-105 | UNIV PATIENT RM | 6 |  | 3 |  |  | WORKSTATION |  |  |  | WIRED SPARE |  |  |  | SPARE | [15 empty] | PATIENT ROOM REVIEW | 2024-08-15 | 8-03 | 2A | 2025-04-21 | [15 empty] | 1 | longest arm to chart and view patient, VESA mount for Dell OptiPlex All-in-One: Starting weight: 16.55 lb (7.51 kg),Weight (maximum): 20.25 lb (9.19 kg),Starting weight, without stand: 12.37 lb (5.61 kg),Weight (maximum), without stand: 13.93 lb (6.32 kg), keyboard, mouse, wireless BCMA scanner Honeywell 1952HHD, | CLPV0005 |  |  |  | 0 |  |  |  | 1 | 1 | [12 empty] | 1 | 0 |  | 0 |  | 1 | 1 | [21 empty] | 0
4621203 | U MI CIT | LEVEL 8 | IDF 8-334C | 8-105B | CLINICAL WORKSTATION | 1 |  | 3 |  |  | WORKSTATION |  |  |  | WIRED SPARE |  |  |  | SPARE | [15 empty] | PATIENT ROOM REVIEW | 2024-08-15 |  | 2A | 2025-04-21 | [17 empty] | WSIU3200 |  |  |  | 0 |  |  |  | 1 | 1 | [12 empty] | 1 | 0 |  | 0 |  |  | 1 | [21 empty] | 0
4614861 | U MI CIT | LEVEL 8 | IDF 8-122C | 8-107 | UNIV PATIENT RM | 1 |  | 3 |  |  | WIRED SPARE |  |  |  | WIRED SPARE |  |  |  | WIRED SPARE | [15 empty] | PATIENT ROOM REVIEW | 2024-08-15 | 8-04 | 2A | 2025-04-21 | [21 empty] | 0 | [18 empty] | 0 |  | 0 | [24 empty] | 0
4614869 | U MI CIT | LEVEL 8 | IDF 8-122C | 8-107 | UNIV PATIENT RM | 2 |  | PM |  |  | PHYSIO MONITOR |  |  |  | PHYSIO MONITOR |  |  |  | SPARE | [7 empty] | CAPSULE P-P |  |  |  | CAPSULE |  |  |  | PATIENT ROOM REVIEW | 2024-08-15 | 8-04 | 2A | 2025-04-21 |  |  |  |  | B-450 | EEG - NATUS | [15 empty] | 0 | [18 empty] | 0 |  | 0 | [24 empty] | 0
4614885 | U MI CIT | LEVEL 8 | IDF 8-122C | 8-107 | UNIV PATIENT RM | 5 |  | TV4-NC |  |  | TELEVISION |  |  |  | WIRED SPARE |  |  |  | V-NURSING |  |  |  | WIRED SPARE | [7 empty] | NURSE CALL JACK |  |  |  | PATIENT ROOM REVIEW | 2024-08-15 | 8-04 | 2A | 2025-04-21 | [21 empty] | 0 | [18 empty] | 0 |  | 0 | [24 empty] | 0
8205559 | U MI CIT | LEVEL 8 | IDF 8-122C | 8-107 | UNIV PATIENT RM | 6 |  | 3 |  |  | WORKSTATION |  |  |  | WIRED SPARE |  |  |  | SPARE | [15 empty] | PATIENT ROOM REVIEW | 2024-08-15 | 8-04 | 2A | 2025-04-21 | [15 empty] | 1 | longest arm to chart and view patient, VESA mount for Dell OptiPlex All-in-One: Starting weight: 16.55 lb (7.51 kg),Weight (maximum): 20.25 lb (9.19 kg),Starting weight, without stand: 12.37 lb (5.61 kg),Weight (maximum), without stand: 13.93 lb (6.32 kg), keyboard, mouse, wireless BCMA scanner Honeywell 1952HHD, | CLPV0006 |  |  |  | 0 |  |  |  | 1 | 1 | [12 empty] | 1 | 0 |  | 0 |  | 1 | 1 | [21 empty] | 0
4621220 | U MI CIT | LEVEL 8 | IDF 8-334C | 8-107B | CLINICAL WORKSTATION | 1 |  | 3 |  |  | WORKSTATION |  |  |  | WIRED SPARE |  |  |  | SPARE | [15 empty] | PATIENT ROOM REVIEW | 2024-08-15 |  | 2A | 2025-04-21 | [17 empty] | WSIU3201 |  |  |  | 0 |  |  |  | 1 | 1 | [12 empty] | 1 | 0 |  | 0 |  |  | 1 | [21 empty] | 0
4614918 | U MI CIT | LEVEL 8 | IDF 8-122C | 8-109 | UNIV PATIENT RM | 1 |  | 3 |  |  | WIRED SPARE |  |  |  | WIRED SPARE |  |  |  | WIRED SPARE | [15 empty] | PATIENT ROOM REVIEW | 2024-08-15 | 8-05 | 2A | 2025-04-21 | [21 empty] | 0 | [18 empty] | 0 |  | 0 | [24 empty] | 0
4614926 | U MI CIT | LEVEL 8 | IDF 8-122C | 8-109 | UNIV PATIENT RM | 2 |  | PM |  |  | PHYSIO MONITOR |  |  |  | PHYSIO MONITOR |  |  |  | SPARE | [7 empty] | CAPSULE P-P |  |  |  | CAPSULE |  |  |  | PATIENT ROOM REVIEW | 2024-08-15 | 8-05 | 2A | 2025-04-21 |  |  |  |  | B-450 | EEG - NATUS | [15 empty] | 0 | [18 empty] | 0 |  | 0 | [24 empty] | 0
4614942 | U MI CIT | LEVEL 8 | IDF 8-122C | 8-109 | UNIV PATIENT RM | 5 |  | TV4-NC |  |  | TELEVISION |  |  |  | WIRED SPARE |  |  |  | V-NURSING |  |  |  | WIRED SPARE | [7 empty] | NURSE CALL JACK |  |  |  | PATIENT ROOM REVIEW | 2024-08-15 | 8-05 | 2A | 2025-04-21 | [21 empty] | 0 | [18 empty] | 0 |  | 0 | [24 empty] | 0
8205631 | U MI CIT | LEVEL 8 | IDF 8-122C | 8-109 | UNIV PATIENT RM | 6 |  | 3 |  |  | WORKSTATION |  |  |  | WIRED SPARE |  |  |  | SPARE | [15 empty] | PATIENT ROOM REVIEW | 2024-08-15 | 8-05 | 2A | 2025-04-21 | [15 empty] | 1 | longest arm to chart and view patient, VESA mount for Dell OptiPlex All-in-One: Starting weight: 16.55 lb (7.51 kg),Weight (maximum): 20.25 lb (9.19 kg),Starting weight, without stand: 12.37 lb (5.61 kg),Weight (maximum), without stand: 13.93 lb (6.32 kg), keyboard, mouse, wireless BCMA scanner Honeywell 1952HHD, | CLPV0007 |  |  |  | 0 |  |  |  | 1 | 1 | [12 empty] | 1 | 0 |  | 0 |  | 1 | 1 | [21 empty] | 0
4621237 | U MI CIT | LEVEL 8 | IDF 8-122C | 8-109B | CLINICAL WORKSTATION | 1 |  | 3 |  |  | WORKSTATION |  |  |  | WIRED SPARE |  |  |  | SPARE | [15 empty] | PATIENT ROOM REVIEW | 2024-08-15 |  | 2A | 2025-04-21 | [17 empty] | WSIU3202 |  |  |  | 0 |  |  |  | 1 | 1 | [12 empty] | 1 | 0 |  | 0 |  |  | 1 | [21 empty] | 0
4614975 | U MI CIT | LEVEL 8 | IDF 8-122C | 8-111 | UNIV PATIENT RM | 1 |  | 3 |  |  | WIRED SPARE |  |  |  | WIRED SPARE |  |  |  | WIRED SPARE | [15 empty] | PATIENT ROOM REVIEW | 2024-08-15 | 8-06 | 2A | 2025-04-21 | [21 empty] | 0 | [18 empty] | 0 |  | 0 | [24 empty] | 0
4614983 | U MI CIT | LEVEL 8 | IDF 8-122C | 8-111 | UNIV PATIENT RM | 2 |  | PM |  |  | PHYSIO MONITOR |  |  |  | PHYSIO MONITOR |  |  |  | SPARE | [7 empty] | CAPSULE P-P |  |  |  | CAPSULE |  |  |  | PATIENT ROOM REVIEW | 2024-08-15 | 8-06 | 2A | 2025-04-21 |  |  |  |  | B-450 | EEG - NATUS | [15 empty] | 0 | [18 empty] | 0 |  | 0 | [24 empty] | 0
4614999 | U MI CIT | LEVEL 8 | IDF 8-122C | 8-111 | UNIV PATIENT RM | 5 |  | TV4-NC |  |  | TELEVISION |  |  |  | WIRED SPARE |  |  |  | V-NURSING |  |  |  | WIRED SPARE | [7 empty] | NURSE CALL JACK |  |  |  | PATIENT ROOM REVIEW | 2024-08-15 | 8-06 | 2A | 2025-04-21 | [21 empty] | 0 | [18 empty] | 0 |  | 0 | [24 empty] | 0
8205659 | U MI CIT | LEVEL 8 | IDF 8-122C | 8-111 | UNIV PATIENT RM | 6 |  | 3 |  |  | WORKSTATION |  |  |  | WIRED SPARE |  |  |  | SPARE | [15 empty] | PATIENT ROOM REVIEW | 2024-08-15 | 8-06 | 2A | 2025-04-21 | [15 empty] | 1 | longest arm to chart and view patient, VESA mount for Dell OptiPlex All-in-One: Starting weight: 16.55 lb (7.51 kg),Weight (maximum): 20.25 lb (9.19 kg),Starting weight, without stand: 12.37 lb (5.61 kg),Weight (maximum), without stand: 13.93 lb (6.32 kg), keyboard, mouse, wireless BCMA scanner Honeywell 1952HHD, | CLPV0008 |  |  |  | 0 |  |  |  | 1 | 1 | [12 empty] | 1 | 0 |  | 0 |  | 1 | 1 | [21 empty] | 0
4621256 | U MI CIT | LEVEL 8 | IDF 8-122C | 8-111B | CLINICAL WORKSTATION | 1 |  | 3 |  |  | WORKSTATION |  |  |  | WIRED SPARE |  |  |  | SPARE | [15 empty] | PATIENT ROOM REVIEW | 2024-08-15 |  | 2A | 2025-04-21 | [17 empty] | WSIU3203 |  |  |  | 0 |  |  |  | 1 | 1 | [12 empty] | 1 | 0 |  | 0 |  |  | 1 | [21 empty] | 0
4615032 | U MI CIT | LEVEL 8 | IDF 8-122C | 8-113 | UNIV PATIENT RM | 1 |  | 3 |  |  | WIRED SPARE |  |  |  | WIRED SPARE |  |  |  | WIRED SPARE | [15 empty] | PATIENT ROOM REVIEW | 2024-08-15 | 8-07 | 2A | 2025-04-21 | [21 empty] | 0 | [18 empty] | 0 |  | 0 | [24 empty] | 0
4615040 | U MI CIT | LEVEL 8 | IDF 8-122C | 8-113 | UNIV PATIENT RM | 2 |  | PM |  |  | PHYSIO MONITOR |  |  |  | PHYSIO MONITOR |  |  |  | SPARE | [7 empty] | CAPSULE P-P |  |  |  | CAPSULE |  |  |  | PATIENT ROOM REVIEW | 2024-08-15 | 8-07 | 2A | 2025-04-21 |  |  |  |  | B-450 | EEG - NATUS | [15 empty] | 0 | [18 empty] | 0 |  | 0 | [24 empty] | 0
4615056 | U MI CIT | LEVEL 8 | IDF 8-122C | 8-113 | UNIV PATIENT RM | 5 |  | TV4-NC |  |  | TELEVISION |  |  |  | WIRED SPARE |  |  |  | V-NURSING |  |  |  | WIRED SPARE | [7 empty] | NURSE CALL JACK |  |  |  | PATIENT ROOM REVIEW | 2024-08-15 | 8-07 | 2A | 2025-04-21 | [21 empty] | 0 | [18 empty] | 0 |  | 0 | [24 empty] | 0
8205679 | U MI CIT | LEVEL 8 | IDF 8-122C | 8-113 | UNIV PATIENT RM | 6 |  | 3 |  |  | WORKSTATION |  |  |  | WIRED SPARE |  |  |  | SPARE | [15 empty] | PATIENT ROOM REVIEW | 2024-08-15 | 8-07 | 2A | 2025-04-21 | [15 empty] | 1 | longest arm to chart and view patient, VESA mount for Dell OptiPlex All-in-One: Starting weight: 16.55 lb (7.51 kg),Weight (maximum): 20.25 lb (9.19 kg),Starting weight, without stand: 12.37 lb (5.61 kg),Weight (maximum), without stand: 13.93 lb (6.32 kg), keyboard, mouse, wireless BCMA scanner Honeywell 1952HHD, | CLPV0009 |  |  |  | 0 |  |  |  | 1 | 1 | [12 empty] | 1 | 0 |  | 0 |  | 1 | 1 | [21 empty] | 0
4621273 | U MI CIT | LEVEL 8 | IDF 8-122C | 8-113B | CLINICAL WORKSTATION | 1 |  | 3 |  |  | WORKSTATION |  |  |  | WIRED SPARE |  |  |  | SPARE | [15 empty] | PATIENT ROOM REVIEW | 2024-08-15 |  | 2A | 2025-04-21 | [17 empty] | WSIU3204 |  |  |  | 0 |  |  |  | 1 | 1 | [12 empty] | 1 | 0 |  | 0 |  |  | 1 | [21 empty] | 0
4615089 | U MI CIT | LEVEL 8 | IDF 8-122C | 8-115 | UNIV PATIENT RM | 1 | 8-115-01 | 3 |  |  | WIRED SPARE |  |  |  | WIRED SPARE |  |  |  | WIRED SPARE | [15 empty] | PATIENT ROOM REVIEW | 2024-08-15 | 8-08 | 2A | 2025-04-21 | [21 empty] | 0 | [18 empty] | 0 |  | 0 | [24 empty] | 0
4615097 | U MI CIT | LEVEL 8 | IDF 8-122C | 8-115 | UNIV PATIENT RM | 2 | 8-115-03 | PM |  |  | PHYSIO MONITOR |  |  |  | PHYSIO MONITOR |  |  |  | SPARE | [7 empty] | CAPSULE P-P |  |  |  | CAPSULE |  |  |  | PATIENT ROOM REVIEW | 2024-08-15 | 8-08 | 2A | 2025-04-21 |  |  |  |  | B-450 | EEG - NATUS | [15 empty] | 0 | [18 empty] | 0 |  | 0 | [24 empty] | 0
4615113 | U MI CIT | LEVEL 8 | IDF 8-122C | 8-115 | UNIV PATIENT RM | 5 | 8-115-07 | TV4-NC |  |  | TELEVISION |  |  |  | WIRED SPARE |  |  |  | V-NURSING |  |  |  | WIRED SPARE | [7 empty] | NURSE CALL JACK |  |  |  | PATIENT ROOM REVIEW | 2024-08-15 | 8-08 | 2A | 2025-04-21 | [21 empty] | 0 | [18 empty] | 0 |  | 0 | [24 empty] | 0
8205699 | U MI CIT | LEVEL 8 | IDF 8-122C | 8-115 | UNIV PATIENT RM | 6 | 8-115-09 | 3 |  |  | WORKSTATION |  |  |  | WIRED SPARE |  |  |  | SPARE | [15 empty] | PATIENT ROOM REVIEW | 2024-08-15 | 8-08 | 2A | 2025-04-21 | [15 empty] | 1 | longest arm to chart and view patient, VESA mount for Dell OptiPlex All-in-One: Starting weight: 16.55 lb (7.51 kg),Weight (maximum): 20.25 lb (9.19 kg),Starting weight, without stand: 12.37 lb (5.61 kg),Weight (maximum), without stand: 13.93 lb (6.32 kg), keyboard, mouse, wireless BCMA scanner Honeywell 1952HHD, | CLPV0010 |  |  |  | 0 |  |  |  | 1 | 1 | [12 empty] | 1 | 0 |  | 0 |  | 1 | 1 | [21 empty] | 0
4621288 | U MI CIT | LEVEL 8 | IDF 8-122C | 8-115B | CLINICAL WORKSTATION | 1 | 8-115-11 | 3 |  |  | WORKSTATION |  |  |  | WIRED SPARE |  |  |  | SPARE | [15 empty] | PATIENT ROOM REVIEW | 2024-08-15 |  | 2A | 2025-04-21 | [17 empty] | WSIU3205 |  |  |  | 0 |  |  |  | 1 | 1 | [12 empty] | 1 | 0 |  | 0 |  |  | 1 | [21 empty] | 0
4615146 | U MI CIT | LEVEL 8 | IDF 8-122C | 8-117 | UNIV PATIENT RM ADA | 1 |  | 3 |  |  | WIRED SPARE |  |  |  | WIRED SPARE |  |  |  | WIRED SPARE | [15 empty] | PATIENT ROOM REVIEW | 2024-08-15 | 8-09 | 2A | 2025-04-21 | [21 empty] | 0 | [18 empty] | 0 |  | 0 | [24 empty] | 0
4615154 | U MI CIT | LEVEL 8 | IDF 8-122C | 8-117 | UNIV PATIENT RM ADA | 2 |  | PM |  |  | PHYSIO MONITOR |  |  |  | PHYSIO MONITOR |  |  |  | SPARE | [7 empty] | CAPSULE P-P |  |  |  | CAPSULE |  |  |  | PATIENT ROOM REVIEW | 2024-08-15 | 8-09 | 2A | 2025-04-21 |  |  |  |  | B-450 | EEG - NATUS | [15 empty] | 0 | [18 empty] | 0 |  | 0 | [24 empty] | 0
4615170 | U MI CIT | LEVEL 8 | IDF 8-122C | 8-117 | UNIV PATIENT RM ADA | 5 |  | TV4-NC |  |  | TELEVISION |  |  |  | WIRED SPARE |  |  |  | V-NURSING |  |  |  | WIRED SPARE | [7 empty] | NURSE CALL JACK |  |  |  | PATIENT ROOM REVIEW | 2024-08-15 | 8-09 | 2A | 2025-04-21 | [21 empty] | 0 | [18 empty] | 0 |  | 0 | [24 empty] | 0
8205719 | U MI CIT | LEVEL 8 | IDF 8-122C | 8-117 | UNIV PATIENT RM ADA | 6 |  | 3 |  |  | WORKSTATION |  |  |  | WIRED SPARE |  |  |  | SPARE | [15 empty] | PATIENT ROOM REVIEW | 2024-08-15 | 8-09 | 2A | 2025-04-21 | [15 empty] | 1 | longest arm to chart and view patient, VESA mount for Dell OptiPlex All-in-One: Starting weight: 16.55 lb (7.51 kg),Weight (maximum): 20.25 lb (9.19 kg),Starting weight, without stand: 12.37 lb (5.61 kg),Weight (maximum), without stand: 13.93 lb (6.32 kg), keyboard, mouse, wireless BCMA scanner Honeywell 1952HHD, | CLPV0011 |  |  |  | 0 |  |  |  | 1 | 1 | [12 empty] | 1 | 0 |  | 0 |  | 1 | 1 | [21 empty] | 0
4621303 | U MI CIT | LEVEL 8 | IDF 8-122C | 8-117B | CLINICAL WORKSTATION | 1 |  | 3 |  |  | WORKSTATION |  |  |  | WIRED SPARE |  |  |  | SPARE | [15 empty] | PATIENT ROOM REVIEW | 2024-08-15 |  | 2A | 2025-04-21 | [17 empty] | WSIU3206 |  |  |  | 0 |  |  |  | 1 | 1 | [12 empty] | 1 | 0 |  | 0 |  |  | 1 | [21 empty] | 0
4639411 | U MI CIT | LEVEL 8 | IDF 8-122C | 8-201 | UNIV ISO PATIENT RM | 1 |  | 3 |  |  | WIRED SPARE |  |  |  | WIRED SPARE |  |  |  | WIRED SPARE | [15 empty] | PATIENT ROOM REVIEW | 2024-08-15 | 8-10 | 2A | 2025-04-21 | [21 empty] | 0 | [18 empty] | 0 |  | 0 | [24 empty] | 0
4639419 | U MI CIT | LEVEL 8 | IDF 8-122C | 8-201 | UNIV ISO PATIENT RM | 2 |  | PM |  |  | PHYSIO MONITOR |  |  |  | PHYSIO MONITOR |  |  |  | SPARE | [7 empty] | CAPSULE P-P |  |  |  | CAPSULE |  |  |  | PATIENT ROOM REVIEW | 2024-08-15 | 8-10 | 2A | 2025-04-21 |  |  |  |  | B-450 | EEG - NATUS | [15 empty] | 0 | [18 empty] | 0 |  | 0 | [24 empty] | 0
4639443 | U MI CIT | LEVEL 8 | IDF 8-122C | 8-201 | UNIV ISO PATIENT RM | 5 |  | TV4-NC |  |  | TELEVISION |  |  |  | WIRED SPARE |  |  |  | V-NURSING |  |  |  | WIRED SPARE | [7 empty] | NURSE CALL JACK |  |  |  | PATIENT ROOM REVIEW | 2024-08-15 | 8-10 | 2A | 2025-04-21 | [21 empty] | 0 | [18 empty] | 0 |  | 0 | [24 empty] | 0
8207099 | U MI CIT | LEVEL 8 | IDF 8-122C | 8-201 | UNIV ISO PATIENT RM | 6 |  | 3 |  |  | WORKSTATION |  |  |  | WIRED SPARE |  |  |  | SPARE | [15 empty] | PATIENT ROOM REVIEW | 2024-08-15 | 8-10 | 2A | 2025-04-21 | [15 empty] | 1 | longest arm to chart and view patient, VESA mount for Dell OptiPlex All-in-One: Starting weight: 16.55 lb (7.51 kg),Weight (maximum): 20.25 lb (9.19 kg),Starting weight, without stand: 12.37 lb (5.61 kg),Weight (maximum), without stand: 13.93 lb (6.32 kg), keyboard, mouse, wireless BCMA scanner Honeywell 1952HHD, | CLPV0000 |  |  |  | 0 |  |  |  | 1 | 1 | [12 empty] | 1 | 0 |  | 0 |  | 1 | 1 | [21 empty] | 0
4639451 | U MI CIT | LEVEL 8 | IDF 8-122C | 8-201B | CLINICAL WORKSTATION | 1 |  | 3 |  |  | WORKSTATION |  |  |  | WIRED SPARE |  |  |  | SPARE | [15 empty] | PATIENT ROOM REVIEW | 2024-08-15 |  | 2A | 2025-04-21 | [17 empty] | WSIU3207 |  |  |  | 0 |  |  |  | 1 | 1 | [12 empty] | 1 | 0 |  | 0 |  |  | 1 | [21 empty] | 0
4639336 | U MI CIT | LEVEL 8 | IDF 8-122C | 8-203 | UNIV PATIENT RM | 1 |  | 3 |  |  | WIRED SPARE |  |  |  | WIRED SPARE |  |  |  | WIRED SPARE | [15 empty] | PATIENT ROOM REVIEW | 2024-08-15 | 8-11 | 2A | 2025-04-21 | [21 empty] | 0 | [18 empty] | 0 |  | 0 | [24 empty] | 0
4639344 | U MI CIT | LEVEL 8 | IDF 8-122C | 8-203 | UNIV PATIENT RM | 2 |  | PM |  |  | PHYSIO MONITOR |  |  |  | PHYSIO MONITOR |  |  |  | SPARE | [7 empty] | CAPSULE P-P |  |  |  | CAPSULE |  |  |  | PATIENT ROOM REVIEW | 2024-08-15 | 8-11 | 2A | 2025-04-21 |  |  |  |  | B-450 | EEG - NATUS | [15 empty] | 0 | [18 empty] | 0 |  | 0 | [24 empty] | 0
4639368 | U MI CIT | LEVEL 8 | IDF 8-122C | 8-203 | UNIV PATIENT RM | 5 |  | TV4-NC |  |  | TELEVISION |  |  |  | WIRED SPARE |  |  |  | V-NURSING |  |  |  | WIRED SPARE | [7 empty] | NURSE CALL JACK |  |  |  | PATIENT ROOM REVIEW | 2024-08-15 | 8-11 | 2A | 2025-04-21 | [21 empty] | 0 | [18 empty] | 0 |  | 0 | [24 empty] | 0
8207065 | U MI CIT | LEVEL 8 | IDF 8-122C | 8-203 | UNIV PATIENT RM | 6 |  | 3 |  |  | WORKSTATION |  |  |  | WIRED SPARE |  |  |  | SPARE | [15 empty] | PATIENT ROOM REVIEW | 2024-08-15 | 8-11 | 2A | 2025-04-21 | [15 empty] | 1 | longest arm to chart and view patient, VESA mount for Dell OptiPlex All-in-One: Starting weight: 16.55 lb (7.51 kg),Weight (maximum): 20.25 lb (9.19 kg),Starting weight, without stand: 12.37 lb (5.61 kg),Weight (maximum), without stand: 13.93 lb (6.32 kg), keyboard, mouse, wireless BCMA scanner Honeywell 1952HHD, | CLPV0012 |  |  |  | 0 |  |  |  | 1 | 1 | [12 empty] | 1 | 0 |  | 0 |  | 1 | 1 | [21 empty] | 0
4639376 | U MI CIT | LEVEL 8 | IDF 8-122C | 8-203B | CLINICAL WORKSTATION | 1 |  | 3 |  |  | WORKSTATION |  |  |  | WIRED SPARE |  |  |  | SPARE | [15 empty] | PATIENT ROOM REVIEW | 2024-08-15 |  | 2A | 2025-04-21 | [17 empty] | WSIU3208 |  |  |  | 0 |  |  |  | 1 | 1 | [12 empty] | 1 | 0 |  | 0 |  |  | 1 | [21 empty] | 0
4639265 | U MI CIT | LEVEL 8 | IDF 8-122C | 8-205 | UNIV PATIENT RM | 1 |  | 3 |  |  | WIRED SPARE |  |  |  | WIRED SPARE |  |  |  | WIRED SPARE | [15 empty] | PATIENT ROOM REVIEW | 2024-08-15 | 8-12 | 2A | 2025-04-21 | [21 empty] | 0 | [18 empty] | 0 |  | 0 | [24 empty] | 0
4639273 | U MI CIT | LEVEL 8 | IDF 8-122C | 8-205 | UNIV PATIENT RM | 2 |  | PM |  |  | PHYSIO MONITOR |  |  |  | PHYSIO MONITOR |  |  |  | SPARE | [7 empty] | CAPSULE P-P |  |  |  | CAPSULE |  |  |  | PATIENT ROOM REVIEW | 2024-08-15 | 8-12 | 2A | 2025-04-21 |  |  |  |  | B-450 | EEG - NATUS | [15 empty] | 0 | [18 empty] | 0 |  | 0 | [24 empty] | 0
4639297 | U MI CIT | LEVEL 8 | IDF 8-122C | 8-205 | UNIV PATIENT RM | 5 |  | TV4-NC |  |  | TELEVISION |  |  |  | WIRED SPARE |  |  |  | V-NURSING |  |  |  | WIRED SPARE | [7 empty] | NURSE CALL JACK |  |  |  | PATIENT ROOM REVIEW | 2024-08-15 | 8-12 | 2A | 2025-04-21 | [21 empty] | 0 | [18 empty] | 0 |  | 0 | [24 empty] | 0
8207023 | U MI CIT | LEVEL 8 | IDF 8-122C | 8-205 | UNIV PATIENT RM | 6 |  | 3 |  |  | WORKSTATION |  |  |  | WIRED SPARE |  |  |  | SPARE | [15 empty] | PATIENT ROOM REVIEW | 2024-08-15 | 8-12 | 2A | 2025-04-21 | [15 empty] | 1 | longest arm to chart and view patient, VESA mount for Dell OptiPlex All-in-One: Starting weight: 16.55 lb (7.51 kg),Weight (maximum): 20.25 lb (9.19 kg),Starting weight, without stand: 12.37 lb (5.61 kg),Weight (maximum), without stand: 13.93 lb (6.32 kg), keyboard, mouse, wireless BCMA scanner Honeywell 1952HHD, | CLPV0013 |  |  |  | 0 |  |  |  | 1 | 1 | [12 empty] | 1 | 0 |  | 0 |  | 1 | 1 | [21 empty] | 0
4639305 | U MI CIT | LEVEL 8 | IDF 8-122C | 8-205B | CLINICAL WORKSTATION | 1 |  | 3 |  |  | WORKSTATION |  |  |  | WIRED SPARE |  |  |  | SPARE | [15 empty] | PATIENT ROOM REVIEW | 2024-08-15 |  | 2A | 2025-04-21 | [17 empty] | WSIU3209 |  |  |  | 0 |  |  |  | 1 | 1 | [12 empty] | 1 | 0 |  | 0 |  |  | 1 | [21 empty] | 0
4639194 | U MI CIT | LEVEL 8 | IDF 8-122C | 8-207 | UNIV PATIENT RM | 1 |  | 3 |  |  | WIRED SPARE |  |  |  | WIRED SPARE |  |  |  | WIRED SPARE | [15 empty] | PATIENT ROOM REVIEW | 2024-08-15 | 8-13 | 2A | 2025-04-21 | [21 empty] | 0 | [18 empty] | 0 |  | 0 | [24 empty] | 0
4639202 | U MI CIT | LEVEL 8 | IDF 8-122C | 8-207 | UNIV PATIENT RM | 2 |  | PM |  |  | PHYSIO MONITOR |  |  |  | PHYSIO MONITOR |  |  |  | SPARE | [7 empty] | CAPSULE P-P |  |  |  | CAPSULE |  |  |  | PATIENT ROOM REVIEW | 2024-08-15 | 8-13 | 2A | 2025-04-21 |  |  |  |  | B-450 | EEG - NATUS | [15 empty] | 0 | [18 empty] | 0 |  | 0 | [24 empty] | 0
4639226 | U MI CIT | LEVEL 8 | IDF 8-122C | 8-207 | UNIV PATIENT RM | 5 |  | TV4-NC |  |  | TELEVISION |  |  |  | WIRED SPARE |  |  |  | V-NURSING |  |  |  | WIRED SPARE | [7 empty] | NURSE CALL JACK |  |  |  | PATIENT ROOM REVIEW | 2024-08-15 | 8-13 | 2A | 2025-04-21 | [21 empty] | 0 | [18 empty] | 0 |  | 0 | [24 empty] | 0
8206987 | U MI CIT | LEVEL 8 | IDF 8-122C | 8-207 | UNIV PATIENT RM | 6 |  | 3 |  |  | WORKSTATION |  |  |  | WIRED SPARE |  |  |  | SPARE | [15 empty] | PATIENT ROOM REVIEW | 2024-08-15 | 8-13 | 2A | 2025-04-21 | [15 empty] | 1 | longest arm to chart and view patient, VESA mount for Dell OptiPlex All-in-One: Starting weight: 16.55 lb (7.51 kg),Weight (maximum): 20.25 lb (9.19 kg),Starting weight, without stand: 12.37 lb (5.61 kg),Weight (maximum), without stand: 13.93 lb (6.32 kg), keyboard, mouse, wireless BCMA scanner Honeywell 1952HHD, | CLPV0014 |  |  |  | 0 |  |  |  | 1 | 1 | [12 empty] | 1 | 0 |  | 0 |  | 1 | 1 | [21 empty] | 0
4639234 | U MI CIT | LEVEL 8 | IDF 8-122C | 8-207B | CLINICAL WORKSTATION | 1 |  | 3 |  |  | WORKSTATION |  |  |  | WIRED SPARE |  |  |  | SPARE | [15 empty] | PATIENT ROOM REVIEW | 2024-08-15 |  | 2A | 2025-04-21 | [17 empty] | WSIU3210 |  |  |  | 0 |  |  |  | 1 | 1 | [12 empty] | 1 | 0 |  | 0 |  |  | 1 | [21 empty] | 0
4639123 | U MI CIT | LEVEL 8 | IDF 8-122C | 8-209 | UNIV PATIENT RM | 1 |  | 3 |  |  | WIRED SPARE |  |  |  | WIRED SPARE |  |  |  | WIRED SPARE | [15 empty] | PATIENT ROOM REVIEW | 2024-08-15 | 8-14 | 2A | 2025-04-21 | [21 empty] | 0 | [18 empty] | 0 |  | 0 | [24 empty] | 0
4639131 | U MI CIT | LEVEL 8 | IDF 8-122C | 8-209 | UNIV PATIENT RM | 2 |  | PM |  |  | PHYSIO MONITOR |  |  |  | PHYSIO MONITOR |  |  |  | SPARE | [7 empty] | CAPSULE P-P |  |  |  | CAPSULE |  |  |  | PATIENT ROOM REVIEW | 2024-08-15 | 8-14 | 2A | 2025-04-21 |  |  |  |  | B-450 | EEG - NATUS | [15 empty] | 0 | [18 empty] | 0 |  | 0 | [24 empty] | 0
4639155 | U MI CIT | LEVEL 8 | IDF 8-122C | 8-209 | UNIV PATIENT RM | 5 |  | TV4-NC |  |  | TELEVISION |  |  |  | WIRED SPARE |  |  |  | V-NURSING |  |  |  | WIRED SPARE | [7 empty] | NURSE CALL JACK |  |  |  | PATIENT ROOM REVIEW | 2024-08-15 | 8-14 | 2A | 2025-04-21 | [21 empty] | 0 | [18 empty] | 0 |  | 0 | [24 empty] | 0
8206953 | U MI CIT | LEVEL 8 | IDF 8-122C | 8-209 | UNIV PATIENT RM | 6 |  | 3 |  |  | WORKSTATION |  |  |  | WIRED SPARE |  |  |  | SPARE | [15 empty] | PATIENT ROOM REVIEW | 2024-08-15 | 8-14 | 2A | 2025-04-21 | [15 empty] | 1 | longest arm to chart and view patient, VESA mount for Dell OptiPlex All-in-One: Starting weight: 16.55 lb (7.51 kg),Weight (maximum): 20.25 lb (9.19 kg),Starting weight, without stand: 12.37 lb (5.61 kg),Weight (maximum), without stand: 13.93 lb (6.32 kg), keyboard, mouse, wireless BCMA scanner Honeywell 1952HHD, | CLPV0015 |  |  |  | 0 |  |  |  | 1 | 1 | [12 empty] | 1 | 0 |  | 0 |  | 1 | 1 | [21 empty] | 0
4639163 | U MI CIT | LEVEL 8 | IDF 8-122C | 8-209B | CLINICAL WORKSTATION | 1 |  | 3 |  |  | WORKSTATION |  |  |  | WIRED SPARE |  |  |  | SPARE | [15 empty] | PATIENT ROOM REVIEW | 2024-08-15 |  | 2A | 2025-04-21 | [17 empty] | WSIU3211 |  |  |  | 0 |  |  |  | 1 | 1 | [12 empty] | 1 | 0 |  | 0 |  |  | 1 | [21 empty] | 0
4638345 | U MI CIT | LEVEL 8 | IDF 8-122C | 8-211 | UNIV PATIENT RM ADA | 1 |  | 3 |  |  | WIRED SPARE |  |  |  | WIRED SPARE |  |  |  | WIRED SPARE | [15 empty] | PATIENT ROOM REVIEW | 2024-08-15 | 8-15 | 2A | 2025-04-21 | [21 empty] | 0 | [18 empty] | 0 |  | 0 | [24 empty] | 0
4638384 | U MI CIT | LEVEL 8 | IDF 8-122C | 8-211 | UNIV PATIENT RM ADA | 2 |  | PM |  |  | PHYSIO MONITOR |  |  |  | PHYSIO MONITOR |  |  |  | SPARE | [7 empty] | CAPSULE P-P |  |  |  | CAPSULE |  |  |  | PATIENT ROOM REVIEW | 2024-08-15 | 8-15 | 2A | 2025-04-21 |  |  |  |  | B-450 | EEG - NATUS | [15 empty] | 0 | [18 empty] | 0 |  | 0 | [24 empty] | 0
4638501 | U MI CIT | LEVEL 8 | IDF 8-122C | 8-211 | UNIV PATIENT RM ADA | 5 |  | TV4-NC |  |  | TELEVISION |  |  |  | WIRED SPARE |  |  |  | V-NURSING |  |  |  | WIRED SPARE | [7 empty] | NURSE CALL JACK |  |  |  | PATIENT ROOM REVIEW | 2024-08-15 | 8-15 | 2A | 2025-04-21 | [21 empty] | 0 | [18 empty] | 0 |  | 0 | [24 empty] | 0
8206894 | U MI CIT | LEVEL 8 | IDF 8-122C | 8-211 | UNIV PATIENT RM ADA | 6 |  | 3 |  |  | WORKSTATION |  |  |  | WIRED SPARE |  |  |  | SPARE | [15 empty] | PATIENT ROOM REVIEW | 2024-08-15 | 8-15 | 2A | 2025-04-21 | [15 empty] | 1 | longest arm to chart and view patient, VESA mount for Dell OptiPlex All-in-One: Starting weight: 16.55 lb (7.51 kg),Weight (maximum): 20.25 lb (9.19 kg),Starting weight, without stand: 12.37 lb (5.61 kg),Weight (maximum), without stand: 13.93 lb (6.32 kg), keyboard, mouse, wireless BCMA scanner Honeywell 1952HHD, | CLPV0016 |  |  |  | 0 |  |  |  | 1 | 1 | [12 empty] | 1 | 0 |  | 0 |  | 1 | 1 | [21 empty] | 0
4638564 | U MI CIT | LEVEL 8 | IDF 8-122C | 8-211B | CLINICAL WORKSTATION | 1 |  | 3 |  |  | WORKSTATION |  |  |  | WIRED SPARE |  |  |  | SPARE | [15 empty] | PATIENT ROOM REVIEW | 2024-08-15 |  | 2A | 2025-04-21 | [17 empty] | WSIU3212 |  |  |  | 0 |  |  |  | 1 | 1 | [12 empty] | 1 | 0 |  | 0 |  |  | 1 | [21 empty] | 0
4616536 | U MI CIT | LEVEL 8 | IDF 8-122C | 8-301 | UNIV PATIENT RM | 1 |  | 3 |  |  | WIRED SPARE |  |  |  | WIRED SPARE |  |  |  | WIRED SPARE | [15 empty] | PATIENT ROOM REVIEW | 2024-08-15 | 8-16 | 2A | 2025-04-21 | [21 empty] | 0 | [18 empty] | 0 |  | 0 | [24 empty] | 0
4616544 | U MI CIT | LEVEL 8 | IDF 8-122C | 8-301 | UNIV PATIENT RM | 2 |  | PM |  |  | PHYSIO MONITOR |  |  |  | PHYSIO MONITOR |  |  |  | SPARE | [7 empty] | CAPSULE P-P |  |  |  | CAPSULE |  |  |  | PATIENT ROOM REVIEW | 2024-08-15 | 8-16 | 2A | 2025-04-21 |  |  |  |  | B-450 | EEG - NATUS | [15 empty] | 0 | [18 empty] | 0 |  | 0 | [24 empty] | 0
4616560 | U MI CIT | LEVEL 8 | IDF 8-122C | 8-301 | UNIV PATIENT RM | 5 |  | TV4-NC |  |  | TELEVISION |  |  |  | WIRED SPARE |  |  |  | V-NURSING |  |  |  | WIRED SPARE | [7 empty] | NURSE CALL JACK |  |  |  | PATIENT ROOM REVIEW | 2024-08-15 | 8-16 | 2A | 2025-04-21 | [21 empty] | 0 | [18 empty] | 0 |  | 0 | [24 empty] | 0
8206798 | U MI CIT | LEVEL 8 | IDF 8-122C | 8-301 | UNIV PATIENT RM | 6 |  | 3 |  |  | WORKSTATION |  |  |  | WIRED SPARE |  |  |  | SPARE | [15 empty] | PATIENT ROOM REVIEW | 2024-08-15 | 8-16 | 2A | 2025-04-21 | [15 empty] | 1 | longest arm to chart and view patient, VESA mount for Dell OptiPlex All-in-One: Starting weight: 16.55 lb (7.51 kg),Weight (maximum): 20.25 lb (9.19 kg),Starting weight, without stand: 12.37 lb (5.61 kg),Weight (maximum), without stand: 13.93 lb (6.32 kg), keyboard, mouse, wireless BCMA scanner Honeywell 1952HHD, | CLPV0017 |  |  |  | 0 |  |  |  | 1 | 1 | [12 empty] | 1 | 0 |  | 0 |  | 1 | 1 | [21 empty] | 0
4619683 | U MI CIT | LEVEL 8 | IDF 8-122C | 8-301B | CLINICAL WORKSTATION | 1 |  | 3 |  |  | WORKSTATION |  |  |  | WIRED SPARE |  |  |  | SPARE | [15 empty] | PATIENT ROOM REVIEW | 2024-08-15 |  | 2A | 2025-04-21 | [17 empty] | WSIU3213 |  |  |  | 0 |  |  |  | 1 | 1 | [12 empty] | 1 | 0 |  | 0 |  |  | 1 | [21 empty] | 0
4616469 | U MI CIT | LEVEL 8 | IDF 8-122C | 8-303 | UNIV PATIENT RM | 1 |  | 3 |  |  | WIRED SPARE |  |  |  | WIRED SPARE |  |  |  | WIRED SPARE | [15 empty] | PATIENT ROOM REVIEW | 2024-08-15 | 8-17 | 2A | 2025-04-21 | [21 empty] | 0 | [18 empty] | 0 |  | 0 | [24 empty] | 0
4616477 | U MI CIT | LEVEL 8 | IDF 8-122C | 8-303 | UNIV PATIENT RM | 2 |  | PM |  |  | PHYSIO MONITOR |  |  |  | PHYSIO MONITOR |  |  |  | SPARE | [7 empty] | CAPSULE P-P |  |  |  | CAPSULE |  |  |  | PATIENT ROOM REVIEW | 2024-08-15 | 8-17 | 2A | 2025-04-21 |  |  |  |  | B-450 | EEG - NATUS | [15 empty] | 0 | [18 empty] | 0 |  | 0 | [24 empty] | 0
4616493 | U MI CIT | LEVEL 8 | IDF 8-122C | 8-303 | UNIV PATIENT RM | 5 |  | TV4-NC |  |  | TELEVISION |  |  |  | WIRED SPARE |  |  |  | V-NURSING |  |  |  | WIRED SPARE | [7 empty] | NURSE CALL JACK |  |  |  | PATIENT ROOM REVIEW | 2024-08-15 | 8-11 | 2A | 2025-04-21 | [21 empty] | 0 | [18 empty] | 0 |  | 0 | [24 empty] | 0
8206778 | U MI CIT | LEVEL 8 | IDF 8-122C | 8-303 | UNIV PATIENT RM | 6 |  | 3 |  |  | WORKSTATION |  |  |  | WIRED SPARE |  |  |  | SPARE | [15 empty] | PATIENT ROOM REVIEW | 2024-08-15 | 8-17 | 2A | 2025-04-21 | [15 empty] | 1 | longest arm to chart and view patient, VESA mount for Dell OptiPlex All-in-One: Starting weight: 16.55 lb (7.51 kg),Weight (maximum): 20.25 lb (9.19 kg),Starting weight, without stand: 12.37 lb (5.61 kg),Weight (maximum), without stand: 13.93 lb (6.32 kg), keyboard, mouse, wireless BCMA scanner Honeywell 1952HHD, | CLPV0018 |  |  |  | 0 |  |  |  | 1 | 1 | [12 empty] | 1 | 0 |  | 0 |  | 1 | 1 | [21 empty] | 0
4619747 | U MI CIT | LEVEL 8 | IDF 8-122C | 8-303B | CLINICAL WORKSTATION | 1 |  | 3 |  |  | WORKSTATION |  |  |  | WIRED SPARE |  |  |  | SPARE | [15 empty] | PATIENT ROOM REVIEW | 2024-08-15 |  | 2A | 2025-04-21 | [17 empty] | WSIU3214 |  |  |  | 0 |  |  |  | 1 | 1 | [12 empty] | 1 | 0 |  | 0 |  |  | 1 | [21 empty] | 0
4616406 | U MI CIT | LEVEL 8 | IDF 8-122C | 8-305 | UNIV PATIENT RM | 1 |  | 3 |  |  | WIRED SPARE |  |  |  | WIRED SPARE |  |  |  | WIRED SPARE | [15 empty] | PATIENT ROOM REVIEW | 2024-08-15 | 8-18 | 2A | 2025-04-21 | [21 empty] | 0 | [18 empty] | 0 |  | 0 | [24 empty] | 0
4616414 | U MI CIT | LEVEL 8 | IDF 8-122C | 8-305 | UNIV PATIENT RM | 2 |  | PM |  |  | PHYSIO MONITOR |  |  |  | PHYSIO MONITOR |  |  |  | SPARE | [7 empty] | CAPSULE P-P |  |  |  | CAPSULE |  |  |  | PATIENT ROOM REVIEW | 2024-08-15 | 8-18 | 2A | 2025-04-21 |  |  |  |  | B-450 | EEG - NATUS | [15 empty] | 0 | [18 empty] | 0 |  | 0 | [24 empty] | 0
4616430 | U MI CIT | LEVEL 8 | IDF 8-122C | 8-305 | UNIV PATIENT RM | 5 |  | TV4-NC |  |  | TELEVISION |  |  |  | WIRED SPARE |  |  |  | V-NURSING |  |  |  | WIRED SPARE | [7 empty] | NURSE CALL JACK |  |  |  | PATIENT ROOM REVIEW | 2024-08-15 | 8-18 | 2A | 2025-04-21 | [21 empty] | 0 | [18 empty] | 0 |  | 0 | [24 empty] | 0
8206750 | U MI CIT | LEVEL 8 | IDF 8-122C | 8-305 | UNIV PATIENT RM | 6 |  | 3 |  |  | WORKSTATION |  |  |  | WIRED SPARE |  |  |  | SPARE | [15 empty] | PATIENT ROOM REVIEW | 2024-08-15 | 8-18 | 2A | 2025-04-21 | [15 empty] | 1 | longest arm to chart and view patient, VESA mount for Dell OptiPlex All-in-One: Starting weight: 16.55 lb (7.51 kg),Weight (maximum): 20.25 lb (9.19 kg),Starting weight, without stand: 12.37 lb (5.61 kg),Weight (maximum), without stand: 13.93 lb (6.32 kg), keyboard, mouse, wireless BCMA scanner Honeywell 1952HHD, | CLPV0019 |  |  |  | 0 |  |  |  | 1 | 1 | [12 empty] | 1 | 0 |  | 0 |  | 1 | 1 | [21 empty] | 0
4619767 | U MI CIT | LEVEL 8 | IDF 8-122C | 8-305B | CLINICAL WORKSTATION | 1 |  | 3 |  |  | WORKSTATION |  |  |  | WIRED SPARE |  |  |  | SPARE | [15 empty] | PATIENT ROOM REVIEW | 2024-08-15 |  | 2A | 2025-04-21 | [17 empty] | WSIU3215 |  |  |  | 0 |  |  |  | 1 | 1 | [12 empty] | 1 | 0 |  | 0 |  |  | 1 | [21 empty] | 0
4616341 | U MI CIT | LEVEL 8 | IDF 8-122C | 8-307 | UNIV PATIENT RM | 1 |  | 3 |  |  | WIRED SPARE |  |  |  | WIRED SPARE |  |  |  | WIRED SPARE | [15 empty] | PATIENT ROOM REVIEW | 2024-08-15 | 8-19 | 2A | 2025-04-21 | [21 empty] | 0 | [18 empty] | 0 |  | 0 | [24 empty] | 0
4616349 | U MI CIT | LEVEL 8 | IDF 8-122C | 8-307 | UNIV PATIENT RM | 2 |  | PM |  |  | PHYSIO MONITOR |  |  |  | PHYSIO MONITOR |  |  |  | SPARE | [7 empty] | CAPSULE P-P |  |  |  | CAPSULE |  |  |  | PATIENT ROOM REVIEW | 2024-08-15 | 8-19 | 2A | 2025-04-21 |  |  |  |  | B-450 | EEG - NATUS | [15 empty] | 0 | [18 empty] | 0 |  | 0 | [24 empty] | 0
4616365 | U MI CIT | LEVEL 8 | IDF 8-122C | 8-307 | UNIV PATIENT RM | 5 |  | TV4-NC |  |  | TELEVISION |  |  |  | WIRED SPARE |  |  |  | V-NURSING |  |  |  | WIRED SPARE | [7 empty] | NURSE CALL JACK |  |  |  | PATIENT ROOM REVIEW | 2024-08-15 | 8-19 | 2A | 2025-04-21 | [21 empty] | 0 | [18 empty] | 0 |  | 0 | [24 empty] | 0
8206700 | U MI CIT | LEVEL 8 | IDF 8-122C | 8-307 | UNIV PATIENT RM | 6 |  | 3 |  |  | WORKSTATION |  |  |  | WIRED SPARE |  |  |  | SPARE | [15 empty] | PATIENT ROOM REVIEW | 2024-08-15 | 8-19 | 2A | 2025-04-21 | [15 empty] | 1 | longest arm to chart and view patient, VESA mount for Dell OptiPlex All-in-One: Starting weight: 16.55 lb (7.51 kg),Weight (maximum): 20.25 lb (9.19 kg),Starting weight, without stand: 12.37 lb (5.61 kg),Weight (maximum), without stand: 13.93 lb (6.32 kg), keyboard, mouse, wireless BCMA scanner Honeywell 1952HHD, | CLPV0020 |  |  |  | 0 |  |  |  | 1 | 1 | [12 empty] | 1 | 0 |  | 0 |  | 1 | 1 | [21 empty] | 0
4619803 | U MI CIT | LEVEL 8 | IDF 8-122C | 8-307B | CLINICAL WORKSTATION | 1 |  | 3 |  |  | WORKSTATION |  |  |  | WIRED SPARE |  |  |  | SPARE | [15 empty] | PATIENT ROOM REVIEW | 2024-08-15 |  | 2A | 2025-04-21 | [17 empty] | WSIU3216 |  |  |  | 0 |  |  |  | 1 | 1 | [12 empty] | 1 | 0 |  | 0 |  |  | 1 | [21 empty] | 0
4616274 | U MI CIT | LEVEL 8 | IDF 8-122C | 8-309 | UNIV PATIENT RM | 1 |  | 3 |  |  | WIRED SPARE |  |  |  | WIRED SPARE |  |  |  | WIRED SPARE | [15 empty] | PATIENT ROOM REVIEW | 2024-08-15 | 8-20 | 2A | 2025-04-21 | [21 empty] | 0 | [18 empty] | 0 |  | 0 | [24 empty] | 0
4616282 | U MI CIT | LEVEL 8 | IDF 8-122C | 8-309 | UNIV PATIENT RM | 2 |  | PM |  |  | PHYSIO MONITOR |  |  |  | PHYSIO MONITOR |  |  |  | SPARE | [7 empty] | CAPSULE P-P |  |  |  | CAPSULE |  |  |  | PATIENT ROOM REVIEW | 2024-08-15 | 8-20 | 2A | 2025-04-21 |  |  |  |  | B-450 | EEG - NATUS | [15 empty] | 0 | [18 empty] | 0 |  | 0 | [24 empty] | 0
4616298 | U MI CIT | LEVEL 8 | IDF 8-122C | 8-309 | UNIV PATIENT RM | 5 |  | TV4-NC |  |  | TELEVISION |  |  |  | WIRED SPARE |  |  |  | V-NURSING |  |  |  | WIRED SPARE | [7 empty] | NURSE CALL JACK |  |  |  | PATIENT ROOM REVIEW | 2024-08-15 | 8-20 | 2A | 2025-04-21 | [21 empty] | 0 | [18 empty] | 0 |  | 0 | [24 empty] | 0
8206648 | U MI CIT | LEVEL 8 | IDF 8-122C | 8-309 | UNIV PATIENT RM | 6 |  | 3 |  |  | WORKSTATION |  |  |  | WIRED SPARE |  |  |  | SPARE | [15 empty] | PATIENT ROOM REVIEW | 2024-08-15 | 8-20 | 2A | 2025-04-21 | [15 empty] | 1 | longest arm to chart and view patient, VESA mount for Dell OptiPlex All-in-One: Starting weight: 16.55 lb (7.51 kg),Weight (maximum): 20.25 lb (9.19 kg),Starting weight, without stand: 12.37 lb (5.61 kg),Weight (maximum), without stand: 13.93 lb (6.32 kg), keyboard, mouse, wireless BCMA scanner Honeywell 1952HHD, | CLPV0021 |  |  |  | 0 |  |  |  | 1 | 1 | [12 empty] | 1 | 0 |  | 0 |  | 1 | 1 | [21 empty] | 0
4620310 | U MI CIT | LEVEL 8 | IDF 8-122C | 8-309B | CLINICAL WORKSTATION | 1 |  | 3 |  |  | WORKSTATION |  |  |  | WIRED SPARE |  |  |  | SPARE | [15 empty] | PATIENT ROOM REVIEW | 2024-08-15 |  | 2A | 2025-04-21 | [17 empty] | WSIU3217 |  |  |  | 0 |  |  |  | 1 | 1 | [12 empty] | 1 | 0 |  | 0 |  |  | 1 | [21 empty] | 0
4616211 | U MI CIT | LEVEL 8 | IDF 8-334C | 8-311 | UNIV PATIENT RM | 1 |  | 3 |  |  | WIRED SPARE |  |  |  | WIRED SPARE |  |  |  | WIRED SPARE | [15 empty] | PATIENT ROOM REVIEW | 2024-08-15 | 8-21 | 2A | 2025-04-21 | [21 empty] | 0 | [18 empty] | 0 |  | 0 | [24 empty] | 0
4616219 | U MI CIT | LEVEL 8 | IDF 8-334C | 8-311 | UNIV PATIENT RM | 2 |  | PM |  |  | PHYSIO MONITOR |  |  |  | PHYSIO MONITOR |  |  |  | SPARE | [7 empty] | CAPSULE P-P |  |  |  | CAPSULE |  |  |  | PATIENT ROOM REVIEW | 2024-08-15 | 8-21 | 2A | 2025-04-21 |  |  |  |  | B-450 | EEG - NATUS | [15 empty] | 0 | [18 empty] | 0 |  | 0 | [24 empty] | 0
4616235 | U MI CIT | LEVEL 8 | IDF 8-334C | 8-311 | UNIV PATIENT RM | 5 |  | TV4-NC |  |  | TELEVISION |  |  |  | WIRED SPARE |  |  |  | V-NURSING |  |  |  | WIRED SPARE | [7 empty] | NURSE CALL JACK |  |  |  | PATIENT ROOM REVIEW | 2024-08-15 | 8-21 | 2A | 2025-04-21 | [21 empty] | 0 | [18 empty] | 0 |  | 0 | [24 empty] | 0
8206628 | U MI CIT | LEVEL 8 | IDF 8-334C | 8-311 | UNIV PATIENT RM | 6 |  | 3 |  |  | WORKSTATION |  |  |  | WIRED SPARE |  |  |  | SPARE | [15 empty] | PATIENT ROOM REVIEW | 2024-08-15 | 8-21 | 2A | 2025-04-21 | [15 empty] | 1 | longest arm to chart and view patient, VESA mount for Dell OptiPlex All-in-One: Starting weight: 16.55 lb (7.51 kg),Weight (maximum): 20.25 lb (9.19 kg),Starting weight, without stand: 12.37 lb (5.61 kg),Weight (maximum), without stand: 13.93 lb (6.32 kg), keyboard, mouse, wireless BCMA scanner Honeywell 1952HHD, | CLPV0022 |  |  |  | 0 |  |  |  | 1 | 1 | [12 empty] | 1 | 0 |  | 0 |  | 1 | 1 | [21 empty] | 0
4620325 | U MI CIT | LEVEL 8 | IDF 8-334C | 8-311B | CLINICAL WORKSTATION | 1 |  | 3 |  |  | WORKSTATION |  |  |  | WIRED SPARE |  |  |  | SPARE | [15 empty] | PATIENT ROOM REVIEW | 2024-08-15 |  | 2A | 2025-04-21 | [17 empty] | WSIU3218 |  |  |  | 0 |  |  |  | 1 | 1 | [12 empty] | 1 | 0 |  | 0 |  |  | 1 | [21 empty] | 0
4616146 | U MI CIT | LEVEL 8 | IDF 8-334C | 8-313 | UNIV PATIENT RM | 1 |  | 3 |  |  | WIRED SPARE |  |  |  | WIRED SPARE |  |  |  | WIRED SPARE | [15 empty] | PATIENT ROOM REVIEW | 2024-08-15 | 8-22 | 2A | 2025-04-21 | [21 empty] | 0 | [18 empty] | 0 |  | 0 | [24 empty] | 0
4616154 | U MI CIT | LEVEL 8 | IDF 8-334C | 8-313 | UNIV PATIENT RM | 2 |  | PM |  |  | PHYSIO MONITOR |  |  |  | PHYSIO MONITOR |  |  |  | SPARE | [7 empty] | CAPSULE P-P |  |  |  | CAPSULE |  |  |  | PATIENT ROOM REVIEW | 2024-08-15 | 8-22 | 2A | 2025-04-21 |  |  |  |  | B-450 | EEG - NATUS | [15 empty] | 0 | [18 empty] | 0 |  | 0 | [24 empty] | 0
4616170 | U MI CIT | LEVEL 8 | IDF 8-334C | 8-313 | UNIV PATIENT RM | 5 |  | TV4-NC |  |  | TELEVISION |  |  |  | WIRED SPARE |  |  |  | V-NURSING |  |  |  | WIRED SPARE | [7 empty] | NURSE CALL JACK |  |  |  | PATIENT ROOM REVIEW | 2024-08-15 | 8-22 | 2A | 2025-04-21 | [21 empty] | 0 | [18 empty] | 0 |  | 0 | [24 empty] | 0
8206598 | U MI CIT | LEVEL 8 | IDF 8-334C | 8-313 | UNIV PATIENT RM | 6 |  | 3 |  |  | WORKSTATION |  |  |  | WIRED SPARE |  |  |  | SPARE | [15 empty] | PATIENT ROOM REVIEW | 2024-08-15 | 8-22 | 2A | 2025-04-21 | [15 empty] | 1 | longest arm to chart and view patient, VESA mount for Dell OptiPlex All-in-One: Starting weight: 16.55 lb (7.51 kg),Weight (maximum): 20.25 lb (9.19 kg),Starting weight, without stand: 12.37 lb (5.61 kg),Weight (maximum), without stand: 13.93 lb (6.32 kg), keyboard, mouse, wireless BCMA scanner Honeywell 1952HHD, | CLPV0023 |  |  |  | 0 |  |  |  | 1 | 1 | [12 empty] | 1 | 0 |  | 0 |  | 1 | 1 | [21 empty] | 0
4620340 | U MI CIT | LEVEL 8 | IDF 8-334C | 8-313B | CLINICAL WORKSTATION | 1 |  | 3 |  |  | WORKSTATION |  |  |  | WIRED SPARE |  |  |  | SPARE | [15 empty] | PATIENT ROOM REVIEW | 2024-08-15 |  | 2A | 2025-04-21 | [17 empty] | WSIU3219 |  |  |  | 0 |  |  |  | 1 | 1 | [12 empty] | 1 | 0 |  | 0 |  |  | 1 | [21 empty] | 0
4615719 | U MI CIT | LEVEL 8 | IDF 8-334C | 8-315 | UNIV PATIENT RM | 1 |  | 3 |  |  | WIRED SPARE |  |  |  | WIRED SPARE |  |  |  | WIRED SPARE | [15 empty] | PATIENT ROOM REVIEW | 2024-08-15 | 8-23 | 2A | 2025-04-21 | [21 empty] | 0 | [18 empty] | 0 |  | 0 | [24 empty] | 0
4615727 | U MI CIT | LEVEL 8 | IDF 8-334C | 8-315 | UNIV PATIENT RM | 2 |  | PM |  |  | PHYSIO MONITOR |  |  |  | PHYSIO MONITOR |  |  |  | SPARE | [7 empty] | CAPSULE P-P |  |  |  | CAPSULE |  |  |  | PATIENT ROOM REVIEW | 2024-08-15 | 8-23 | 2A | 2025-04-21 |  |  |  |  | B-450 | EEG - NATUS | [15 empty] | 0 | [18 empty] | 0 |  | 0 | [24 empty] | 0
4615750 | U MI CIT | LEVEL 8 | IDF 8-334C | 8-315 | UNIV PATIENT RM | 5 |  | TV4-NC |  |  | TELEVISION |  |  |  | WIRED SPARE |  |  |  | V-NURSING |  |  |  | WIRED SPARE | [7 empty] | NURSE CALL JACK |  |  |  | PATIENT ROOM REVIEW | 2024-08-15 | 8-23 | 2A | 2025-04-21 | [21 empty] | 0 | [18 empty] | 0 |  | 0 | [24 empty] | 0
8202715 | U MI CIT | LEVEL 8 | IDF 8-334C | 8-315 | UNIV PATIENT RM | 6 |  | 3 |  |  | WORKSTATION |  |  |  | WIRED SPARE |  |  |  | SPARE | [15 empty] | PATIENT ROOM REVIEW | 2024-08-15 | 8-23 | 2A | 2025-04-21 | [15 empty] | 1 | longest arm to chart and view patient, VESA mount for Dell OptiPlex All-in-One: Starting weight: 16.55 lb (7.51 kg),Weight (maximum): 20.25 lb (9.19 kg),Starting weight, without stand: 12.37 lb (5.61 kg),Weight (maximum), without stand: 13.93 lb (6.32 kg), keyboard, mouse, wireless BCMA scanner Honeywell 1952HHD, | CLPV0024 |  |  |  | 0 |  |  |  | 1 | 1 | [12 empty] | 1 | 0 |  | 0 |  | 1 | 1 | [21 empty] | 0
8578892 | U MI CIT | LEVEL 8 | IDF 8-334C | 8-315B | CLINICAL WORKSTATION | 1 |  | 3 |  |  | WORKSTATION |  |  |  | WIRED SPARE |  |  |  | SPARE | [15 empty] | PATIENT ROOM REVIEW | 2024-08-15 |  | 2A | 2025-04-21 | [17 empty] | WSIU3220 |  |  |  | 0 |  |  |  | 1 | 1 | [12 empty] | 1 | 0 |  | 0 |  |  | 1 | [21 empty] | 0
4615663 | U MI CIT | LEVEL 8 | IDF 8-334C | 8-317 | UNIV ISO PATIENT RM ADA | 1 |  | 3 |  |  | WIRED SPARE |  |  |  | WIRED SPARE |  |  |  | WIRED SPARE | [15 empty] | PATIENT ROOM REVIEW | 2024-08-15 | 8-24 | 2A | 2025-04-21 | [21 empty] | 0 | [18 empty] | 0 |  | 0 | [24 empty] | 0
4615671 | U MI CIT | LEVEL 8 | IDF 8-334C | 8-317 | UNIV ISO PATIENT RM ADA | 2 |  | PM |  |  | PHYSIO MONITOR |  |  |  | PHYSIO MONITOR |  |  |  | SPARE | [7 empty] | CAPSULE P-P |  |  |  | CAPSULE |  |  |  | PATIENT ROOM REVIEW | 2024-08-15 | 8-24 | 2A | 2025-04-21 |  |  |  |  | B-450 | EEG - NATUS | [15 empty] | 0 | [18 empty] | 0 |  | 0 | [24 empty] | 0
4615687 | U MI CIT | LEVEL 8 | IDF 8-334C | 8-317 | UNIV ISO PATIENT RM ADA | 5 |  | TV4-NC |  |  | TELEVISION |  |  |  | WIRED SPARE |  |  |  | V-NURSING |  |  |  | WIRED SPARE | [7 empty] | NURSE CALL JACK |  |  |  | PATIENT ROOM REVIEW | 2024-08-15 | 8-24 | 2A | 2025-04-21 | [21 empty] | 0 | [18 empty] | 0 |  | 0 | [24 empty] | 0
8202678 | U MI CIT | LEVEL 8 | IDF 8-334C | 8-317 | UNIV ISO PATIENT RM ADA | 6 |  | 3 |  |  | WORKSTATION |  |  |  | WIRED SPARE |  |  |  | SPARE | [15 empty] | PATIENT ROOM REVIEW | 2024-08-15 | 8-24 | 2A | 2025-04-21 | [15 empty] | 1 | longest arm to chart and view patient, VESA mount for Dell OptiPlex All-in-One: Starting weight: 16.55 lb (7.51 kg),Weight (maximum): 20.25 lb (9.19 kg),Starting weight, without stand: 12.37 lb (5.61 kg),Weight (maximum), without stand: 13.93 lb (6.32 kg), keyboard, mouse, wireless BCMA scanner Honeywell 1952HHD, | CLPV0001 |  |  |  | 0 |  |  |  | 1 | 1 | [12 empty] | 1 | 0 |  | 0 |  | 1 | 1 | [21 empty] | 0
4615607 | U MI CIT | LEVEL 8 | IDF 8-334C | 8-319 | UNIV PATIENT RM | 1 |  | 3 |  |  | WIRED SPARE |  |  |  | WIRED SPARE |  |  |  | WIRED SPARE | [15 empty] | PATIENT ROOM REVIEW | 2024-08-15 | 8-25 | 2A | 2025-04-21 | [21 empty] | 0 | [18 empty] | 0 |  | 0 | [24 empty] | 0
4615599 | U MI CIT | LEVEL 8 | IDF 8-334C | 8-319 | UNIV PATIENT RM | 2 |  | PM |  |  | PHYSIO MONITOR |  |  |  | PHYSIO MONITOR |  |  |  | SPARE | [7 empty] | CAPSULE P-P |  |  |  | CAPSULE |  |  |  | PATIENT ROOM REVIEW | 2024-08-15 | 8-25 | 2A | 2025-04-21 |  |  |  |  | B-450 | EEG - NATUS | [15 empty] | 0 | [18 empty] | 0 |  | 0 | [24 empty] | 0
4615631 | U MI CIT | LEVEL 8 | IDF 8-334C | 8-319 | UNIV PATIENT RM | 5 |  | TV4-NC |  |  | TELEVISION |  |  |  | WIRED SPARE |  |  |  | V-NURSING |  |  |  | WIRED SPARE | [7 empty] | NURSE CALL JACK |  |  |  | PATIENT ROOM REVIEW | 2024-08-15 | 8-25 | 2A | 2025-04-21 | [21 empty] | 0 | [18 empty] | 0 |  | 0 | [24 empty] | 0
8202620 | U MI CIT | LEVEL 8 | IDF 8-334C | 8-319 | UNIV PATIENT RM | 6 |  | 3 |  |  | WORKSTATION |  |  |  | WIRED SPARE |  |  |  | SPARE | [15 empty] | PATIENT ROOM REVIEW | 2024-08-15 | 8-25 | 2A | 2025-04-21 | [15 empty] | 1 | longest arm to chart and view patient, VESA mount for Dell OptiPlex All-in-One: Starting weight: 16.55 lb (7.51 kg),Weight (maximum): 20.25 lb (9.19 kg),Starting weight, without stand: 12.37 lb (5.61 kg),Weight (maximum), without stand: 13.93 lb (6.32 kg), keyboard, mouse, wireless BCMA scanner Honeywell 1952HHD, | CLPV0025 |  |  |  | 0 |  |  |  | 1 | 1 | [12 empty] | 1 | 0 |  | 0 |  | 1 | 1 | [21 empty] | 0
8581919 | U MI CIT | LEVEL 8 | IDF 8-334C | 8-319B | CLINICAL WORKSTATION | 1 |  | 3 |  |  | WORKSTATION |  |  |  | WIRED SPARE |  |  |  | SPARE | [15 empty] | PATIENT ROOM REVIEW | 2024-08-15 |  | 2A | 2025-04-21 | [17 empty] | WSIU3221 |  |  |  | 0 |  |  |  | 1 | 1 | [12 empty] | 1 | 0 |  | 0 |  |  | 1 | [21 empty] | 0
4615551 | U MI CIT | LEVEL 8 | IDF 8-334C | 8-321 | UNIV PATIENT RM | 1 |  | 3 |  |  | WIRED SPARE |  |  |  | WIRED SPARE |  |  |  | WIRED SPARE | [15 empty] | PATIENT ROOM REVIEW | 2024-08-15 | 8-26 | 2A | 2025-04-21 | [21 empty] | 0 | [18 empty] | 0 |  | 0 | [24 empty] | 0
4615543 | U MI CIT | LEVEL 8 | IDF 8-334C | 8-321 | UNIV PATIENT RM | 2 |  | PM |  |  | PHYSIO MONITOR |  |  |  | PHYSIO MONITOR |  |  |  | SPARE | [7 empty] | CAPSULE P-P |  |  |  | CAPSULE |  |  |  | PATIENT ROOM REVIEW | 2024-08-15 | 8-26 | 2A | 2025-04-21 |  |  |  |  | B-450 | EEG - NATUS | [15 empty] | 0 | [18 empty] | 0 |  | 0 | [24 empty] | 0
4615575 | U MI CIT | LEVEL 8 | IDF 8-334C | 8-321 | UNIV PATIENT RM | 5 |  | TV4-NC |  |  | TELEVISION |  |  |  | WIRED SPARE |  |  |  | V-NURSING |  |  |  | WIRED SPARE | [7 empty] | NURSE CALL JACK |  |  |  | PATIENT ROOM REVIEW | 2024-08-15 | 8-26 | 2A | 2025-04-21 | [21 empty] | 0 | [18 empty] | 0 |  | 0 | [24 empty] | 0
8202584 | U MI CIT | LEVEL 8 | IDF 8-334C | 8-321 | UNIV PATIENT RM | 6 |  | 3 |  |  | WORKSTATION |  |  |  | WIRED SPARE |  |  |  | SPARE | [15 empty] | PATIENT ROOM REVIEW | 2024-08-15 | 8-26 | 2A | 2025-04-21 | [15 empty] | 1 | longest arm to chart and view patient, VESA mount for Dell OptiPlex All-in-One: Starting weight: 16.55 lb (7.51 kg),Weight (maximum): 20.25 lb (9.19 kg),Starting weight, without stand: 12.37 lb (5.61 kg),Weight (maximum), without stand: 13.93 lb (6.32 kg), keyboard, mouse, wireless BCMA scanner Honeywell 1952HHD, | CLPV0026 |  |  |  | 0 |  |  |  | 1 | 1 | [12 empty] | 1 | 0 |  | 0 |  | 1 | 1 | [21 empty] | 0
8587622 | U MI CIT | LEVEL 8 | IDF 8-334C | 8-321B | CLINICAL WORKSTATION | 1 |  | 3 |  |  | WORKSTATION |  |  |  | WIRED SPARE |  |  |  | SPARE | [15 empty] | PATIENT ROOM REVIEW | 2024-08-15 |  | 2A | 2025-04-21 | [17 empty] | WSIU3222 |  |  |  | 0 |  |  |  | 1 | 1 | [12 empty] | 1 | 0 |  | 0 |  |  | 1 | [21 empty] | 0
4615495 | U MI CIT | LEVEL 8 | IDF 8-334C | 8-323 | UNIV PATIENT RM | 1 |  | 3 |  |  | WIRED SPARE |  |  |  | WIRED SPARE |  |  |  | WIRED SPARE | [15 empty] | PATIENT ROOM REVIEW | 2024-08-15 | 8-27 | 2A | 2025-04-21 | [21 empty] | 0 | [18 empty] | 0 |  | 0 | [24 empty] | 0
4615487 | U MI CIT | LEVEL 8 | IDF 8-334C | 8-323 | UNIV PATIENT RM | 2 |  | PM |  |  | PHYSIO MONITOR |  |  |  | PHYSIO MONITOR |  |  |  | SPARE | [7 empty] | CAPSULE P-P |  |  |  | CAPSULE |  |  |  | PATIENT ROOM REVIEW | 2024-08-15 | 8-27 | 2A | 2025-04-21 |  |  |  |  | B-450 | EEG - NATUS | [15 empty] | 0 | [18 empty] | 0 |  | 0 | [24 empty] | 0
4615519 | U MI CIT | LEVEL 8 | IDF 8-334C | 8-323 | UNIV PATIENT RM | 5 |  | TV4-NC |  |  | TELEVISION |  |  |  | WIRED SPARE |  |  |  | V-NURSING |  |  |  | WIRED SPARE | [7 empty] | NURSE CALL JACK |  |  |  | PATIENT ROOM REVIEW | 2024-08-15 | 8-27 | 2A | 2025-04-21 | [21 empty] | 0 | [18 empty] | 0 |  | 0 | [24 empty] | 0
8202544 | U MI CIT | LEVEL 8 | IDF 8-334C | 8-323 | UNIV PATIENT RM | 6 |  | 3 |  |  | WORKSTATION |  |  |  | WIRED SPARE |  |  |  | SPARE | [15 empty] | PATIENT ROOM REVIEW | 2024-08-15 | 8-27 | 2A | 2025-04-21 | [15 empty] | 1 | longest arm to chart and view patient, VESA mount for Dell OptiPlex All-in-One: Starting weight: 16.55 lb (7.51 kg),Weight (maximum): 20.25 lb (9.19 kg),Starting weight, without stand: 12.37 lb (5.61 kg),Weight (maximum), without stand: 13.93 lb (6.32 kg), keyboard, mouse, wireless BCMA scanner Honeywell 1952HHD, | CLPV0027 |  |  |  | 0 |  |  |  | 1 | 1 | [12 empty] | 1 | 0 |  | 0 |  | 1 | 1 | [21 empty] | 0
8579383 | U MI CIT | LEVEL 8 | IDF 8-334C | 8-323B | CLINICAL WORKSTATION | 1 |  | 3 |  |  | WORKSTATION |  |  |  | WIRED SPARE |  |  |  | SPARE | [15 empty] | PATIENT ROOM REVIEW | 2024-08-15 |  | 2A | 2025-04-21 | [17 empty] | WSIU3223 |  |  |  | 0 |  |  |  | 1 | 1 | [12 empty] | 1 | 0 |  | 0 |  |  | 1 | [21 empty] | 0
4615439 | U MI CIT | LEVEL 8 | IDF 8-334C | 8-325 | UNIV PATIENT RM | 1 |  | 3 |  |  | WIRED SPARE |  |  |  | WIRED SPARE |  |  |  | WIRED SPARE | [15 empty] | PATIENT ROOM REVIEW | 2024-08-15 | 8-28 | 2A | 2025-04-21 | [21 empty] | 0 | [18 empty] | 0 |  | 0 | [24 empty] | 0
4615431 | U MI CIT | LEVEL 8 | IDF 8-334C | 8-325 | UNIV PATIENT RM | 2 |  | PM |  |  | PHYSIO MONITOR |  |  |  | PHYSIO MONITOR |  |  |  | SPARE | [7 empty] | CAPSULE P-P |  |  |  | CAPSULE |  |  |  | PATIENT ROOM REVIEW | 2024-08-15 | 8-28 | 2A | 2025-04-21 |  |  |  |  | B-450 | EEG - NATUS | [15 empty] | 0 | [18 empty] | 0 |  | 0 | [24 empty] | 0
4615463 | U MI CIT | LEVEL 8 | IDF 8-334C | 8-325 | UNIV PATIENT RM | 5 |  | TV4-NC |  |  | TELEVISION |  |  |  | WIRED SPARE |  |  |  | V-NURSING |  |  |  | WIRED SPARE | [7 empty] | NURSE CALL JACK |  |  |  | PATIENT ROOM REVIEW | 2024-08-15 | 8-26 | 2A | 2025-04-21 | [21 empty] | 0 | [18 empty] | 0 |  | 0 | [24 empty] | 0
8202196 | U MI CIT | LEVEL 8 | IDF 8-334C | 8-325 | UNIV PATIENT RM | 6 |  | 3 |  |  | WORKSTATION |  |  |  | WIRED SPARE |  |  |  | SPARE | [15 empty] | PATIENT ROOM REVIEW | 2024-08-15 | 8-28 | 2A | 2025-04-21 | [15 empty] | 1 | longest arm to chart and view patient, VESA mount for Dell OptiPlex All-in-One: Starting weight: 16.55 lb (7.51 kg),Weight (maximum): 20.25 lb (9.19 kg),Starting weight, without stand: 12.37 lb (5.61 kg),Weight (maximum), without stand: 13.93 lb (6.32 kg), keyboard, mouse, wireless BCMA scanner Honeywell 1952HHD, | CLPV0028 |  |  |  | 0 |  |  |  | 1 | 1 | [12 empty] | 1 | 0 |  | 0 |  | 1 | 1 | [21 empty] | 0
8577154 | U MI CIT | LEVEL 8 | IDF 8-334C | 8-325B | CLINICAL WORKSTATION | 1 |  | 3 |  |  | WORKSTATION |  |  |  | WIRED SPARE |  |  |  | SPARE | [15 empty] | PATIENT ROOM REVIEW | 2024-08-15 |  | 2A | 2025-04-21 | [17 empty] | WSIU3224 |  |  |  | 0 |  |  |  | 1 | 1 | [12 empty] | 1 | 0 |  | 0 |  |  | 1 | [21 empty] | 0
4615383 | U MI CIT | LEVEL 8 | IDF 8-438C | 8-327 | UNIV PATIENT RM | 1 |  | 3 |  |  | WIRED SPARE |  |  |  | WIRED SPARE |  |  |  | WIRED SPARE | [15 empty] | PATIENT ROOM REVIEW | 2024-08-15 | 8-29 | 2A | 2025-04-21 | [21 empty] | 0 | [18 empty] | 0 |  | 0 | [24 empty] | 0
4615375 | U MI CIT | LEVEL 8 | IDF 8-438C | 8-327 | UNIV PATIENT RM | 2 |  | PM |  |  | PHYSIO MONITOR |  |  |  | PHYSIO MONITOR |  |  |  | SPARE | [7 empty] | CAPSULE P-P |  |  |  | CAPSULE |  |  |  | PATIENT ROOM REVIEW | 2024-08-15 | 8-29 | 2A | 2025-04-21 |  |  |  |  | B-450 | EEG - NATUS | [15 empty] | 0 | [18 empty] | 0 |  | 0 | [24 empty] | 0
4615407 | U MI CIT | LEVEL 8 | IDF 8-438C | 8-327 | UNIV PATIENT RM | 5 |  | TV4-NC |  |  | TELEVISION |  |  |  | WIRED SPARE |  |  |  | V-NURSING |  |  |  | WIRED SPARE | [7 empty] | NURSE CALL JACK |  |  |  | PATIENT ROOM REVIEW | 2024-08-15 | 8-29 | 2A | 2025-04-21 | [21 empty] | 0 | [18 empty] | 0 |  | 0 | [24 empty] | 0
8202152 | U MI CIT | LEVEL 8 | IDF 8-438C | 8-327 | UNIV PATIENT RM | 6 |  | 3 |  |  | WORKSTATION |  |  |  | WIRED SPARE |  |  |  | SPARE | [15 empty] | PATIENT ROOM REVIEW | 2024-08-15 | 8-29 | 2A | 2025-04-21 | [15 empty] | 1 | longest arm to chart and view patient, VESA mount for Dell OptiPlex All-in-One: Starting weight: 16.55 lb (7.51 kg),Weight (maximum): 20.25 lb (9.19 kg),Starting weight, without stand: 12.37 lb (5.61 kg),Weight (maximum), without stand: 13.93 lb (6.32 kg), keyboard, mouse, wireless BCMA scanner Honeywell 1952HHD, | CLPV0029 |  |  |  | 0 |  |  |  | 1 | 1 | [12 empty] | 1 | 0 |  | 0 |  | 1 | 1 | [21 empty] | 0
4620652 | U MI CIT | LEVEL 8 | IDF 8-438C | 8-327B | CLINICAL WORKSTATION | 1 |  | 3 |  |  | WORKSTATION |  |  |  | WIRED SPARE |  |  |  | SPARE | [15 empty] | PATIENT ROOM REVIEW | 2024-08-15 |  | 2A | 2025-04-21 | [17 empty] | WSIU3225 |  |  |  | 0 |  |  |  | 1 | 1 | [12 empty] | 1 | 0 |  | 0 |  |  | 1 | [21 empty] | 0
4615327 | U MI CIT | LEVEL 8 | IDF 8-438C | 8-329 | UNIV PATIENT RM | 1 |  | 3 |  |  | WIRED SPARE |  |  |  | WIRED SPARE |  |  |  | WIRED SPARE | [15 empty] | PATIENT ROOM REVIEW | 2024-08-15 | 8-30 | 2A | 2025-04-21 | [21 empty] | 0 | [18 empty] | 0 |  | 0 | [24 empty] | 0
4615319 | U MI CIT | LEVEL 8 | IDF 8-438C | 8-329 | UNIV PATIENT RM | 2 |  | PM |  |  | PHYSIO MONITOR |  |  |  | PHYSIO MONITOR |  |  |  | SPARE | [7 empty] | CAPSULE P-P |  |  |  | CAPSULE |  |  |  | PATIENT ROOM REVIEW | 2024-08-15 | 8-30 | 2A | 2025-04-21 |  |  |  |  | B-450 | EEG - NATUS | [15 empty] | 0 | [18 empty] | 0 |  | 0 | [24 empty] | 0
4615351 | U MI CIT | LEVEL 8 | IDF 8-438C | 8-329 | UNIV PATIENT RM | 5 |  | TV4-NC |  |  | TELEVISION |  |  |  | WIRED SPARE |  |  |  | V-NURSING |  |  |  | WIRED SPARE | [7 empty] | NURSE CALL JACK |  |  |  | PATIENT ROOM REVIEW | 2024-08-15 | 8-30 | 2A | 2025-04-21 | [21 empty] | 0 | [18 empty] | 0 |  | 0 | [24 empty] | 0
8202132 | U MI CIT | LEVEL 8 | IDF 8-438C | 8-329 | UNIV PATIENT RM | 6 |  | 3 |  |  | WORKSTATION |  |  |  | WIRED SPARE |  |  |  | SPARE | [15 empty] | PATIENT ROOM REVIEW | 2024-08-15 | 8-30 | 2A | 2025-04-21 | [15 empty] | 1 | longest arm to chart and view patient, VESA mount for Dell OptiPlex All-in-One: Starting weight: 16.55 lb (7.51 kg),Weight (maximum): 20.25 lb (9.19 kg),Starting weight, without stand: 12.37 lb (5.61 kg),Weight (maximum), without stand: 13.93 lb (6.32 kg), keyboard, mouse, wireless BCMA scanner Honeywell 1952HHD, | CLPV0030 |  |  |  | 0 |  |  |  | 1 | 1 | [12 empty] | 1 | 0 |  | 0 |  | 1 | 1 | [21 empty] | 0
8586574 | U MI CIT | LEVEL 8 | IDF 8-438C | 8-329B | CLINICAL WORKSTATION | 1 |  | 3 |  |  | WORKSTATION |  |  |  | WIRED SPARE |  |  |  | SPARE | [15 empty] | PATIENT ROOM REVIEW | 2024-08-15 |  | 2A | 2025-04-21 | [17 empty] | WSIU3226 |  |  |  | 0 |  |  |  | 1 | 1 | [12 empty] | 1 | 0 |  | 0 |  |  | 1 | [21 empty] | 0
4615271 | U MI CIT | LEVEL 8 | IDF 8-438C | 8-331 | UNIV PATIENT RM | 1 |  | 3 |  |  | WIRED SPARE |  |  |  | WIRED SPARE |  |  |  | WIRED SPARE | [15 empty] | PATIENT ROOM REVIEW | 2024-08-15 | 8-31 | 2A | 2025-04-21 | [21 empty] | 0 | [18 empty] | 0 |  | 0 | [24 empty] | 0
4615263 | U MI CIT | LEVEL 8 | IDF 8-438C | 8-331 | UNIV PATIENT RM | 2 |  | PM |  |  | PHYSIO MONITOR |  |  |  | PHYSIO MONITOR |  |  |  | SPARE | [7 empty] | CAPSULE P-P |  |  |  | CAPSULE |  |  |  | PATIENT ROOM REVIEW | 2024-08-15 | 8-31 | 2A | 2025-04-21 |  |  |  |  | B-450 | EEG - NATUS | [15 empty] | 0 | [18 empty] | 0 |  | 0 | [24 empty] | 0
4615295 | U MI CIT | LEVEL 8 | IDF 8-438C | 8-331 | UNIV PATIENT RM | 5 |  | TV4-NC |  |  | TELEVISION |  |  |  | WIRED SPARE |  |  |  | V-NURSING |  |  |  | WIRED SPARE | [7 empty] | NURSE CALL JACK |  |  |  | PATIENT ROOM REVIEW | 2024-08-15 | 8-31 | 2A | 2025-04-21 | [21 empty] | 0 | [18 empty] | 0 |  | 0 | [24 empty] | 0
8202112 | U MI CIT | LEVEL 8 | IDF 8-438C | 8-331 | UNIV PATIENT RM | 6 |  | 3 |  |  | WORKSTATION |  |  |  | WIRED SPARE |  |  |  | SPARE | [15 empty] | PATIENT ROOM REVIEW | 2024-08-15 | 8-31 | 2A | 2025-04-21 | [15 empty] | 1 | longest arm to chart and view patient, VESA mount for Dell OptiPlex All-in-One: Starting weight: 16.55 lb (7.51 kg),Weight (maximum): 20.25 lb (9.19 kg),Starting weight, without stand: 12.37 lb (5.61 kg),Weight (maximum), without stand: 13.93 lb (6.32 kg), keyboard, mouse, wireless BCMA scanner Honeywell 1952HHD, | CLPV0031 |  |  |  | 0 |  |  |  | 1 | 1 | [12 empty] | 1 | 0 |  | 0 |  | 1 | 1 | [21 empty] | 0
8587328 | U MI CIT | LEVEL 8 | IDF 8-438C | 8-331B | CLINICAL WORKSTATION | 1 |  | 3 |  |  | WORKSTATION |  |  |  | WIRED SPARE |  |  |  | SPARE | [15 empty] | PATIENT ROOM REVIEW | 2024-08-15 |  | 2A | 2025-04-21 | [17 empty] | WSIU3227 |  |  |  | 0 |  |  |  | 1 | 1 | [12 empty] | 1 | 0 |  | 0 |  |  | 1 | [21 empty] | 0
4615210 | U MI CIT | LEVEL 8 | IDF 8-438C | 8-333 | UNIV ISO PATIENT RM ADA | 1 |  | 3 |  |  | WIRED SPARE |  |  |  | WIRED SPARE |  |  |  | WIRED SPARE | [15 empty] | PATIENT ROOM REVIEW | 2024-08-15 | 8-32 | 2A | 2025-04-21 | [21 empty] | 0 | [18 empty] | 0 |  | 0 | [24 empty] | 0
4615194 | U MI CIT | LEVEL 8 | IDF 8-438C | 8-333 | UNIV ISO PATIENT RM ADA | 2 |  | PM |  |  | PHYSIO MONITOR |  |  |  | PHYSIO MONITOR |  |  |  | SPARE | [7 empty] | CAPSULE P-P |  |  |  | CAPSULE |  |  |  | PATIENT ROOM REVIEW | 2024-08-15 | 8-32 | 2A | 2025-04-21 |  |  |  |  | B-450 | EEG - NATUS | [15 empty] | 0 | [18 empty] | 0 |  | 0 | [24 empty] | 0
4615226 | U MI CIT | LEVEL 8 | IDF 8-438C | 8-333 | UNIV ISO PATIENT RM ADA | 5 |  | TV4-NC |  |  | TELEVISION |  |  |  | WIRED SPARE |  |  |  | V-NURSING |  |  |  | WIRED SPARE | [7 empty] | NURSE CALL JACK |  |  |  | PATIENT ROOM REVIEW | 2024-08-15 | 8-32 | 2A | 2025-04-21 | [21 empty] | 0 | [18 empty] | 0 |  | 0 | [24 empty] | 0
8202035 | U MI CIT | LEVEL 8 | IDF 8-438C | 8-333 | UNIV ISO PATIENT RM ADA | 6 |  | 3 |  |  | WORKSTATION |  |  |  | WIRED SPARE |  |  |  | SPARE | [15 empty] | PATIENT ROOM REVIEW | 2024-08-15 | 8-32 | 2A | 2025-04-21 | [15 empty] | 1 | longest arm to chart and view patient, VESA mount for Dell OptiPlex All-in-One: Starting weight: 16.55 lb (7.51 kg),Weight (maximum): 20.25 lb (9.19 kg),Starting weight, without stand: 12.37 lb (5.61 kg),Weight (maximum), without stand: 13.93 lb (6.32 kg), keyboard, mouse, wireless BCMA scanner Honeywell 1952HHD, | CLPV0002 |  |  |  | 0 |  |  |  | 1 | 1 | [12 empty] | 1 | 0 |  | 0 |  | 1 | 1 | [21 empty] | 0
8581469 | U MI CIT | LEVEL 8 | IDF 8-438C | 8-333B | CLINICAL WORKSTATION | 1 |  | 3 |  |  | WORKSTATION |  |  |  | WIRED SPARE |  |  |  | SPARE | [15 empty] | PATIENT ROOM REVIEW | 2024-08-15 |  | 2A | 2025-04-21 | [17 empty] | WSIU3228 |  |  |  | 0 |  |  |  | 1 | 1 | [12 empty] | 1 | 0 |  | 0 |  |  | 1 | [21 empty] | 0
4614209 | U MI CIT | LEVEL 8 | IDF 8-438C | 8-401 | UNIV PATIENT RM | 1 |  | 3 |  |  | WIRED SPARE |  |  |  | WIRED SPARE |  |  |  | WIRED SPARE | [15 empty] | PATIENT ROOM REVIEW | 2024-08-15 | 8-33 | 2A | 2025-04-21 | [21 empty] | 0 | [18 empty] | 0 |  | 0 | [24 empty] | 0
4614216 | U MI CIT | LEVEL 8 | IDF 8-438C | 8-401 | UNIV PATIENT RM | 2 |  | PM |  |  | PHYSIO MONITOR |  |  |  | PHYSIO MONITOR |  |  |  | SPARE | [7 empty] | CAPSULE P-P |  |  |  | CAPSULE |  |  |  | PATIENT ROOM REVIEW | 2024-08-15 | 8-33 | 2A | 2025-04-21 |  |  |  |  | B-450 | EEG - NATUS | [15 empty] | 0 | [18 empty] | 0 |  | 0 | [24 empty] | 0
4614240 | U MI CIT | LEVEL 8 | IDF 8-438C | 8-401 | UNIV PATIENT RM | 4 |  | TV4-NC |  |  | TELEVISION |  |  |  | WIRED SPARE |  |  |  | V-NURSING |  |  |  | WIRED SPARE | [7 empty] | NURSE CALL JACK |  |  |  | PATIENT ROOM REVIEW | 2024-08-15 | 8-33 | 2A | 2025-04-21 | [21 empty] | 0 | [18 empty] | 0 |  | 0 | [24 empty] | 0
8689370 | U MI CIT | LEVEL 8 | IDF 8-438C | 8-401 | UNIV PATIENT RM | 6 |  | 3 |  |  | WORKSTATION |  |  |  | WIRED SPARE |  |  |  | SPARE | [15 empty] | PATIENT ROOM REVIEW | 2024-08-15 | 8-33 | 2A | 2025-04-21 | [15 empty] | 1 | longest arm to chart and view patient, VESA mount for Dell OptiPlex All-in-One: Starting weight: 16.55 lb (7.51 kg),Weight (maximum): 20.25 lb (9.19 kg),Starting weight, without stand: 12.37 lb (5.61 kg),Weight (maximum), without stand: 13.93 lb (6.32 kg), keyboard, mouse, wireless BCMA scanner Honeywell 1952HHD, | CLPV0032 |  |  |  | 0 |  |  |  | 1 | 1 | [12 empty] | 1 | 0 |  | 0 |  | 1 | 1 | [21 empty] | 0
8578437 | U MI CIT | LEVEL 8 | IDF 8-438C | 8-401B | CLINICAL WORKSTATION | 1 |  | 3 |  |  | WORKSTATION |  |  |  | WIRED SPARE |  |  |  | SPARE | [15 empty] | PATIENT ROOM REVIEW | 2024-08-15 |  | 2A | 2025-04-21 | [17 empty] | WSIU3229 |  |  |  | 0 |  |  |  | 1 | 1 | [12 empty] | 1 | 0 |  | 0 |  |  | 1 | [21 empty] | 0
4614153 | U MI CIT | LEVEL 8 | IDF 8-438C | 8-403 | UNIV PATIENT RM | 1 |  | 3 |  |  | WIRED SPARE |  |  |  | WIRED SPARE |  |  |  | WIRED SPARE | [15 empty] | PATIENT ROOM REVIEW | 2024-08-15 | 8-34 | 2A | 2025-04-21 | [21 empty] | 0 | [18 empty] | 0 |  | 0 | [24 empty] | 0
4614160 | U MI CIT | LEVEL 8 | IDF 8-438C | 8-403 | UNIV PATIENT RM | 2 |  | PM |  |  | PHYSIO MONITOR |  |  |  | PHYSIO MONITOR |  |  |  | SPARE | [7 empty] | CAPSULE P-P |  |  |  | CAPSULE |  |  |  | PATIENT ROOM REVIEW | 2024-08-15 | 8-34 | 2A | 2025-04-21 |  |  |  |  | B-450 | EEG - NATUS | [15 empty] | 0 | [18 empty] | 0 |  | 0 | [24 empty] | 0
4614174 | U MI CIT | LEVEL 8 | IDF 8-438C | 8-403 | UNIV PATIENT RM | 4 |  | TV4-NC |  |  | TELEVISION |  |  |  | WIRED SPARE |  |  |  | V-NURSING |  |  |  | WIRED SPARE | [7 empty] | NURSE CALL JACK |  |  |  | PATIENT ROOM REVIEW | 2024-08-15 | 8-34 | 2A | 2025-04-21 | [21 empty] | 0 | [18 empty] | 0 |  | 0 | [24 empty] | 0
8203788 | U MI CIT | LEVEL 8 | IDF 8-438C | 8-403 | UNIV PATIENT RM | 6 |  | 3 |  |  | WORKSTATION |  |  |  | WIRED SPARE |  |  |  | SPARE | [15 empty] | PATIENT ROOM REVIEW | 2024-08-15 | 8-34 | 2A | 2025-04-21 | [15 empty] | 1 | longest arm to chart and view patient, VESA mount for Dell OptiPlex All-in-One: Starting weight: 16.55 lb (7.51 kg),Weight (maximum): 20.25 lb (9.19 kg),Starting weight, without stand: 12.37 lb (5.61 kg),Weight (maximum), without stand: 13.93 lb (6.32 kg), keyboard, mouse, wireless BCMA scanner Honeywell 1952HHD, | CLPV0033 |  |  |  | 0 |  |  |  | 1 | 1 | [12 empty] | 1 | 0 |  | 0 |  | 1 | 1 | [21 empty] | 0
8575842 | U MI CIT | LEVEL 8 | IDF 8-438C | 8-403B | CLINICAL WORKSTATION | 1 |  | 3 |  |  | WORKSTATION |  |  |  | WIRED SPARE |  |  |  | SPARE | [15 empty] | PATIENT ROOM REVIEW | 2024-08-15 |  | 2A | 2025-04-21 | [17 empty] | WSIU3230 |  |  |  | 0 |  |  |  | 1 | 1 | [12 empty] | 1 | 0 |  | 0 |  |  | 1 | [21 empty] | 0
4614090 | U MI CIT | LEVEL 8 | IDF 8-438C | 8-405 | UNIV PATIENT RM | 1 |  | 3 |  |  | WIRED SPARE |  |  |  | WIRED SPARE |  |  |  | WIRED SPARE | [15 empty] | PATIENT ROOM REVIEW | 2024-08-15 | 8-35 | 2A | 2025-04-21 | [21 empty] | 0 | [18 empty] | 0 |  | 0 | [24 empty] | 0
4614097 | U MI CIT | LEVEL 8 | IDF 8-438C | 8-405 | UNIV PATIENT RM | 2 |  | PM |  |  | PHYSIO MONITOR |  |  |  | PHYSIO MONITOR |  |  |  | SPARE | [7 empty] | CAPSULE P-P |  |  |  | CAPSULE |  |  |  | PATIENT ROOM REVIEW | 2024-08-15 | 8-35 | 2A | 2025-04-21 |  |  |  |  | B-450 | EEG - NATUS | [15 empty] | 0 | [18 empty] | 0 |  | 0 | [24 empty] | 0
4614111 | U MI CIT | LEVEL 8 | IDF 8-438C | 8-405 | UNIV PATIENT RM | 4 |  | TV4-NC |  |  | TELEVISION |  |  |  | WIRED SPARE |  |  |  | V-NURSING |  |  |  | WIRED SPARE | [7 empty] | NURSE CALL JACK |  |  |  | PATIENT ROOM REVIEW | 2024-08-15 | 8-35 | 2A | 2025-04-21 | [21 empty] | 0 | [18 empty] | 0 |  | 0 | [24 empty] | 0
8203768 | U MI CIT | LEVEL 8 | IDF 8-438C | 8-405 | UNIV PATIENT RM | 6 |  | 3 |  |  | WORKSTATION |  |  |  | WIRED SPARE |  |  |  | SPARE | [15 empty] | PATIENT ROOM REVIEW | 2024-08-15 | 8-35 | 2A | 2025-04-21 | [15 empty] | 1 | longest arm to chart and view patient, VESA mount for Dell OptiPlex All-in-One: Starting weight: 16.55 lb (7.51 kg),Weight (maximum): 20.25 lb (9.19 kg),Starting weight, without stand: 12.37 lb (5.61 kg),Weight (maximum), without stand: 13.93 lb (6.32 kg), keyboard, mouse, wireless BCMA scanner Honeywell 1952HHD, | CLPV0034 |  |  |  | 0 |  |  |  | 1 | 1 | [12 empty] | 1 | 0 |  | 0 |  | 1 | 1 | [21 empty] | 0
8587915 | U MI CIT | LEVEL 8 | IDF 8-438C | 8-405B | CLINICAL WORKSTATION | 1 |  | 3 |  |  | WORKSTATION |  |  |  | WIRED SPARE |  |  |  | SPARE | [15 empty] | PATIENT ROOM REVIEW | 2024-08-15 |  | 2A | 2025-04-21 | [17 empty] | WSIU3231 |  |  |  | 0 |  |  |  | 1 | 1 | [12 empty] | 1 | 0 |  | 0 |  |  | 1 | [21 empty] | 0
4614027 | U MI CIT | LEVEL 8 | IDF 8-438C | 8-407 | UNIV PATIENT RM | 1 |  | 3 |  |  | WIRED SPARE |  |  |  | WIRED SPARE |  |  |  | WIRED SPARE | [15 empty] | PATIENT ROOM REVIEW | 2024-08-15 | 8-36 | 2A | 2025-04-21 | [21 empty] | 0 | [18 empty] | 0 |  | 0 | [24 empty] | 0
4614034 | U MI CIT | LEVEL 8 | IDF 8-438C | 8-407 | UNIV PATIENT RM | 2 |  | PM |  |  | PHYSIO MONITOR |  |  |  | PHYSIO MONITOR |  |  |  | SPARE | [7 empty] | CAPSULE P-P |  |  |  | CAPSULE |  |  |  | PATIENT ROOM REVIEW | 2024-08-15 | 8-36 | 2A | 2025-04-21 |  |  |  |  | B-450 | EEG - NATUS | [15 empty] | 0 | [18 empty] | 0 |  | 0 | [24 empty] | 0
4614048 | U MI CIT | LEVEL 8 | IDF 8-438C | 8-407 | UNIV PATIENT RM | 4 |  | TV4-NC |  |  | TELEVISION |  |  |  | WIRED SPARE |  |  |  | V-NURSING |  |  |  | WIRED SPARE | [7 empty] | NURSE CALL JACK |  |  |  | PATIENT ROOM REVIEW | 2024-08-15 | 8-36 | 2A | 2025-04-21 | [21 empty] | 0 | [18 empty] | 0 |  | 0 | [24 empty] | 0
8203748 | U MI CIT | LEVEL 8 | IDF 8-438C | 8-407 | UNIV PATIENT RM | 6 |  | 3 |  |  | WORKSTATION |  |  |  | WIRED SPARE |  |  |  | SPARE | [15 empty] | PATIENT ROOM REVIEW | 2024-08-15 | 8-36 | 2A | 2025-04-21 | [15 empty] | 1 | longest arm to chart and view patient, VESA mount for Dell OptiPlex All-in-One: Starting weight: 16.55 lb (7.51 kg),Weight (maximum): 20.25 lb (9.19 kg),Starting weight, without stand: 12.37 lb (5.61 kg),Weight (maximum), without stand: 13.93 lb (6.32 kg), keyboard, mouse, wireless BCMA scanner Honeywell 1952HHD, | CLPV0035 |  |  |  | 0 |  |  |  | 1 | 1 | [12 empty] | 1 | 0 |  | 0 |  | 1 | 1 | [21 empty] | 0
8587763 | U MI CIT | LEVEL 8 | IDF 8-438C | 8-407B | CLINICAL WORKSTATION | 1 |  | 3 |  |  | WORKSTATION |  |  |  | WIRED SPARE |  |  |  | SPARE | [15 empty] | PATIENT ROOM REVIEW | 2024-08-15 |  | 2A | 2025-04-21 | [17 empty] | WSIU3232 |  |  |  | 0 |  |  |  | 1 | 1 | [12 empty] | 1 | 0 |  | 0 |  |  | 1 | [21 empty] | 0
4613964 | U MI CIT | LEVEL 8 | IDF 8-438C | 8-409 | UNIV PATIENT RM | 1 |  | 3 |  |  | WIRED SPARE |  |  |  | WIRED SPARE |  |  |  | WIRED SPARE | [15 empty] | PATIENT ROOM REVIEW | 2024-08-15 | 8-37 | 2A | 2025-04-21 | [21 empty] | 0 | [18 empty] | 0 |  | 0 | [24 empty] | 0
4613971 | U MI CIT | LEVEL 8 | IDF 8-438C | 8-409 | UNIV PATIENT RM | 2 |  | PM |  |  | PHYSIO MONITOR |  |  |  | PHYSIO MONITOR |  |  |  | SPARE | [7 empty] | CAPSULE P-P |  |  |  | CAPSULE |  |  |  | PATIENT ROOM REVIEW | 2024-08-15 | 8-37 | 2A | 2025-04-21 |  |  |  |  | B-450 | EEG - NATUS | [15 empty] | 0 | [18 empty] | 0 |  | 0 | [24 empty] | 0
4613985 | U MI CIT | LEVEL 8 | IDF 8-438C | 8-409 | UNIV PATIENT RM | 4 |  | TV4-NC |  |  | TELEVISION |  |  |  | WIRED SPARE |  |  |  | V-NURSING |  |  |  | WIRED SPARE | [7 empty] | NURSE CALL JACK |  |  |  | PATIENT ROOM REVIEW | 2024-08-15 | 8-37 | 2A | 2025-04-21 | [21 empty] | 0 | [18 empty] | 0 |  | 0 | [24 empty] | 0
8203728 | U MI CIT | LEVEL 8 | IDF 8-438C | 8-409 | UNIV PATIENT RM | 6 |  | 3 |  |  | WORKSTATION |  |  |  | WIRED SPARE |  |  |  | SPARE | [15 empty] | PATIENT ROOM REVIEW | 2024-08-15 | 8-37 | 2A | 2025-04-21 | [15 empty] | 1 | longest arm to chart and view patient, VESA mount for Dell OptiPlex All-in-One: Starting weight: 16.55 lb (7.51 kg),Weight (maximum): 20.25 lb (9.19 kg),Starting weight, without stand: 12.37 lb (5.61 kg),Weight (maximum), without stand: 13.93 lb (6.32 kg), keyboard, mouse, wireless BCMA scanner Honeywell 1952HHD, | CLPV0036 |  |  |  | 0 |  |  |  | 1 | 1 | [12 empty] | 1 | 0 |  | 0 |  | 1 | 1 | [21 empty] | 0
4620898 | U MI CIT | LEVEL 8 | IDF 8-438C | 8-409B | CLINICAL WORKSTATION | 1 |  | 3 |  |  | WORKSTATION |  |  |  | WIRED SPARE |  |  |  | SPARE | [15 empty] | PATIENT ROOM REVIEW | 2024-08-15 |  | 2A | 2025-04-21 | [17 empty] | WSIU3233 |  |  |  | 0 |  |  |  | 1 | 1 | [12 empty] | 1 | 0 |  | 0 |  |  | 1 | [21 empty] | 0
4613901 | U MI CIT | LEVEL 8 | IDF 8-438C | 8-411 | UNIV PATIENT RM | 1 |  | 3 |  |  | WIRED SPARE |  |  |  | WIRED SPARE |  |  |  | WIRED SPARE | [15 empty] | PATIENT ROOM REVIEW | 2024-08-15 | 8-38 | 2A | 2025-04-21 | [21 empty] | 0 | [18 empty] | 0 |  | 0 | [24 empty] | 0
4613908 | U MI CIT | LEVEL 8 | IDF 8-438C | 8-411 | UNIV PATIENT RM | 2 |  | PM |  |  | PHYSIO MONITOR |  |  |  | PHYSIO MONITOR |  |  |  | SPARE | [7 empty] | CAPSULE P-P |  |  |  | CAPSULE |  |  |  | PATIENT ROOM REVIEW | 2024-08-15 | 8-38 | 2A | 2025-04-21 |  |  |  |  | B-450 | EEG - NATUS | [15 empty] | 0 | [18 empty] | 0 |  | 0 | [24 empty] | 0
4613922 | U MI CIT | LEVEL 8 | IDF 8-438C | 8-411 | UNIV PATIENT RM | 4 |  | TV4-NC |  |  | TELEVISION |  |  |  | WIRED SPARE |  |  |  | V-NURSING |  |  |  | WIRED SPARE | [7 empty] | NURSE CALL JACK |  |  |  | PATIENT ROOM REVIEW | 2024-08-15 | 8-38 | 2A | 2025-04-21 | [21 empty] | 0 | [18 empty] | 0 |  | 0 | [24 empty] | 0
8203708 | U MI CIT | LEVEL 8 | IDF 8-438C | 8-411 | UNIV PATIENT RM | 6 |  | 3 |  |  | WORKSTATION |  |  |  | WIRED SPARE |  |  |  | SPARE | [15 empty] | PATIENT ROOM REVIEW | 2024-08-15 | 8-38 | 2A | 2025-04-21 | [15 empty] | 1 | longest arm to chart and view patient, VESA mount for Dell OptiPlex All-in-One: Starting weight: 16.55 lb (7.51 kg),Weight (maximum): 20.25 lb (9.19 kg),Starting weight, without stand: 12.37 lb (5.61 kg),Weight (maximum), without stand: 13.93 lb (6.32 kg), keyboard, mouse, wireless BCMA scanner Honeywell 1952HHD, | CLPV0037 |  |  |  | 0 |  |  |  | 1 | 1 | [12 empty] | 1 | 0 |  | 0 |  | 1 | 1 | [21 empty] | 0
4620913 | U MI CIT | LEVEL 8 | IDF 8-438C | 8-411B | CLINICAL WORKSTATION | 1 |  | 3 |  |  | WORKSTATION |  |  |  | WIRED SPARE |  |  |  | SPARE | [15 empty] | PATIENT ROOM REVIEW | 2024-08-15 |  | 2A | 2025-04-21 | [17 empty] | WSIU3234 |  |  |  | 0 |  |  |  | 1 | 1 | [12 empty] | 1 | 0 |  | 0 |  |  | 1 | [21 empty] | 0
4665891 | U MI CIT | LEVEL 9 | IDF 9-334C | 9-101 | UNIV PATIENT RM | 1 |  | 3 |  |  | WIRED SPARE |  |  |  | WIRED SPARE |  |  |  | WIRED SPARE | [15 empty] | PATIENT ROOM REVIEW | 2024-08-15 | 9-01 | 2B | 2025-04-07 | [21 empty] | 0 | [18 empty] | 0 |  | 0 | [24 empty] | 0
4665883 | U MI CIT | LEVEL 9 | IDF 9-334C | 9-101 | UNIV PATIENT RM | 2 |  | PM |  |  | PHYSIO MONITOR |  |  |  | PHYSIO MONITOR |  |  |  | SPARE | [7 empty] | CAPSULE P-P |  |  |  | CAPSULE |  |  |  | PATIENT ROOM REVIEW | 2024-08-15 | 9-01 | 2B | 2025-04-07 |  |  |  |  | B-450 | EEG - NATUS | [15 empty] | 0 | [18 empty] | 0 |  | 0 | [24 empty] | 0
4665867 | U MI CIT | LEVEL 9 | IDF 9-334C | 9-101 | UNIV PATIENT RM | 5 |  | TV4-NC |  |  | TELEVISION |  |  |  | WIRED SPARE |  |  |  | V-NURSING |  |  |  | WIRED SPARE | [7 empty] | NURSE CALL JACK |  |  |  | PATIENT ROOM REVIEW | 2024-08-15 | 9-01 | 2B | 2025-04-07 | [21 empty] | 0 | [18 empty] | 0 |  | 0 | [24 empty] | 0
4665859 | U MI CIT | LEVEL 9 | IDF 9-334C | 9-101 | UNIV PATIENT RM | 6 |  | 1 |  |  | WIRED SPARE | [23 empty] | PATIENT ROOM REVIEW | 2024-08-15 | 9-01 | 2B | 2025-04-07 | [21 empty] | 0 | [18 empty] | 0 |  | 0 | [24 empty] | 0
8215869 | U MI CIT | LEVEL 9 | IDF 9-334C | 9-101 | UNIV PATIENT RM | 7 |  | 3 |  |  | WORKSTATION |  |  |  | WIRED SPARE |  |  |  | SPARE | [15 empty] | PATIENT ROOM REVIEW | 2024-08-15 | 9-01 | 2B | 2025-04-07 | [15 empty] | 1 | longest arm to chart and view patient, VESA mount for Dell OptiPlex All-in-One: Starting weight: 16.55 lb (7.51 kg),Weight (maximum): 20.25 lb (9.19 kg),Starting weight, without stand: 12.37 lb (5.61 kg),Weight (maximum), without stand: 13.93 lb (6.32 kg), keyboard, mouse, wireless BCMA scanner Honeywell 1952HHD, | CLPV0042 |  |  |  | 0 |  |  |  | 1 | 1 | [12 empty] | 1 | 0 |  | 0 |  | 1 | 1 | [21 empty] | 0
4647443 | U MI CIT | LEVEL 9 | IDF 9-334C | 9-101B | CLINICAL WORKSTATION | 1 |  | 3 |  |  | WORKSTATION |  |  |  | WIRED SPARE |  |  |  | SPARE | [15 empty] | PATIENT ROOM REVIEW | 2024-08-15 |  | 2B | 2025-04-07 | [17 empty] | WSIU3250 |  |  |  | 0 |  |  |  | 1 | 1 | [12 empty] | 1 | 0 |  | 0 |  |  | 1 | [21 empty] | 0
4665830 | U MI CIT | LEVEL 9 | IDF 9-334C | 9-103 | UNIV PATIENT RM | 1 |  | 3 |  |  | WIRED SPARE |  |  |  | WIRED SPARE |  |  |  | WIRED SPARE | [15 empty] | PATIENT ROOM REVIEW | 2024-08-15 | 9-02 | 2B | 2025-04-07 | [21 empty] | 0 | [18 empty] | 0 |  | 0 | [24 empty] | 0
4665822 | U MI CIT | LEVEL 9 | IDF 9-334C | 9-103 | UNIV PATIENT RM | 2 |  | PM |  |  | PHYSIO MONITOR |  |  |  | PHYSIO MONITOR |  |  |  | SPARE |  |  |  | CAPSULE |  |  |  | CAPSULE P-P |  |  |  | CAPSULE P-P |  |  |  | PATIENT ROOM REVIEW | 2024-08-15 | 9-02 | 2B | 2025-04-07 |  |  |  |  | B-450 | EEG - NATUS | [15 empty] | 0 | [18 empty] | 0 |  | 0 | [24 empty] | 0
4665806 | U MI CIT | LEVEL 9 | IDF 9-334C | 9-103 | UNIV PATIENT RM | 4 |  | TV-NC |  |  | TELEVISION |  |  |  | WIRED SPARE |  |  |  | V-NURSING |  |  |  | WIRED SPARE | [7 empty] | NURSE CALL JACK |  |  |  | PATIENT ROOM REVIEW | 2024-08-15 | 9-02 | 2B | 2025-04-07 | [21 empty] | 0 | [18 empty] | 0 |  | 0 | [24 empty] | 0
4665798 | U MI CIT | LEVEL 9 | IDF 9-334C | 9-103 | UNIV PATIENT RM | 5 |  | 1 |  |  | WIRED SPARE | [23 empty] | PATIENT ROOM REVIEW | 2024-08-15 | 9-02 | 2B | 2025-04-07 | [21 empty] | 0 | [18 empty] | 0 |  | 0 | [24 empty] | 0
8215707 | U MI CIT | LEVEL 9 | IDF 9-334C | 9-103 | UNIV PATIENT RM | 6 |  | 3 |  |  | WORKSTATION |  |  |  | WIRED SPARE |  |  |  | SPARE | [15 empty] | PATIENT ROOM REVIEW | 2024-08-15 | 9-02 | 2B | 2025-04-07 | [15 empty] | 1 | longest arm to chart and view patient, VESA mount for Dell OptiPlex All-in-One: Starting weight: 16.55 lb (7.51 kg),Weight (maximum): 20.25 lb (9.19 kg),Starting weight, without stand: 12.37 lb (5.61 kg),Weight (maximum), without stand: 13.93 lb (6.32 kg), keyboard, mouse, wireless BCMA scanner Honeywell 1952HHD, | CLPV0043 |  |  |  | 0 |  |  |  | 1 | 1 | [12 empty] | 1 | 0 |  | 0 |  | 1 | 1 | [21 empty] | 0
4647428 | U MI CIT | LEVEL 9 | IDF 9-334C | 9-103B | CLINICAL WORKSTATION | 1 |  | 3 |  |  | WORKSTATION |  |  |  | WIRED SPARE |  |  |  | SPARE | [15 empty] | PATIENT ROOM REVIEW | 2024-08-15 |  | 2B | 2025-04-07 | [17 empty] | WSIU3251 |  |  |  | 0 |  |  |  | 1 | 1 | [12 empty] | 1 | 0 |  | 0 |  |  | 1 | [21 empty] | 0
4665769 | U MI CIT | LEVEL 9 | IDF 9-122C | 9-105 | UNIV PATIENT RM | 1 |  | 3 |  |  | WIRED SPARE |  |  |  | WIRED SPARE |  |  |  | WIRED SPARE | [15 empty] | PATIENT ROOM REVIEW | 2024-08-15 | 9-03 | 2B | 2025-04-07 | [21 empty] | 0 | [18 empty] | 0 |  | 0 | [24 empty] | 0
8215978 | U MI CIT | LEVEL 9 | IDF 9-122C | 9-105 | UNIV PATIENT RM | 6 |  | 3 |  |  | WORKSTATION |  |  |  | WIRED SPARE |  |  |  | SPARE | [15 empty] | PATIENT ROOM REVIEW | 2024-08-15 | 9-03 | 2B | 2025-04-07 | [15 empty] | 1 | longest arm to chart and view patient, VESA mount for Dell OptiPlex All-in-One: Starting weight: 16.55 lb (7.51 kg),Weight (maximum): 20.25 lb (9.19 kg),Starting weight, without stand: 12.37 lb (5.61 kg),Weight (maximum), without stand: 13.93 lb (6.32 kg), keyboard, mouse, wireless BCMA scanner Honeywell 1952HHD, | CLPV0044 |  |  |  | 0 |  |  |  | 1 | 1 | [12 empty] | 1 | 0 |  | 0 |  | 1 | 1 | [21 empty] | 0
4665761 | U MI CIT | LEVEL 9 | IDF 9-122C | 9-105 | UNIV PATIENT RM | 2 |  | PM |  |  | PHYSIO MONITOR |  |  |  | PHYSIO MONITOR |  |  |  | SPARE |  |  |  | CAPSULE |  |  |  | CAPSULE P-P |  |  |  | CAPSULE P-P |  |  |  | PATIENT ROOM REVIEW | 2024-08-15 | 9-03 | 2B | 2025-04-07 |  |  |  |  | B-450 | EEG - NATUS | [15 empty] | 0 | [18 empty] | 0 |  | 0 | [24 empty] | 0
4665745 | U MI CIT | LEVEL 9 | IDF 9-122C | 9-105 | UNIV PATIENT RM | 4 |  | TV4-NC |  |  | TELEVISION |  |  |  | WIRED SPARE |  |  |  | V-NURSING |  |  |  | WIRED SPARE | [7 empty] | NURSE CALL JACK |  |  |  | PATIENT ROOM REVIEW | 2024-08-15 | 9-03 | 2B | 2025-04-07 | [21 empty] | 0 | [18 empty] | 0 |  | 0 | [24 empty] | 0
4647407 | U MI CIT | LEVEL 9 | IDF 9-122C | 9-105B | CLINICAL WORKSTATION | 1 |  | 3 |  |  | WORKSTATION |  |  |  | WIRED SPARE |  |  |  | SPARE | [15 empty] | PATIENT ROOM REVIEW | 2024-08-15 |  | 2B | 2025-04-07 | [17 empty] | WSIU3252 |  |  |  | 0 |  |  |  | 1 | 1 | [12 empty] | 1 | 0 |  | 0 |  |  | 1 | [21 empty] | 0
4665708 | U MI CIT | LEVEL 9 | IDF 9-122C | 9-107 | UNIV PATIENT RM | 1 |  | 3 |  |  | WIRED SPARE |  |  |  | WIRED SPARE |  |  |  | WIRED SPARE | [15 empty] | PATIENT ROOM REVIEW | 2024-08-15 | 9-04 | 2B | 2025-04-07 | [21 empty] | 0 | [18 empty] | 0 |  | 0 | [24 empty] | 0
4665700 | U MI CIT | LEVEL 9 | IDF 9-122C | 9-107 | UNIV PATIENT RM | 2 |  | PM |  |  | PHYSIO MONITOR |  |  |  | PHYSIO MONITOR |  |  |  | SPARE | [7 empty] | CAPSULE P-P |  |  |  | CAPSULE |  |  |  | PATIENT ROOM REVIEW | 2024-08-15 | 9-04 | 2B | 2025-04-07 |  |  |  |  | B-450 | EEG - NATUS | [15 empty] | 0 | [18 empty] | 0 |  | 0 | [24 empty] | 0
4665684 | U MI CIT | LEVEL 9 | IDF 9-122C | 9-107 | UNIV PATIENT RM | 4 |  | TV4-NC |  |  | TELEVISION |  |  |  | WIRED SPARE |  |  |  | V-NURSING |  |  |  | WIRED SPARE | [7 empty] | NURSE CALL JACK |  |  |  | PATIENT ROOM REVIEW | 2024-08-15 | 9-04 | 2B | 2025-04-07 | [21 empty] | 0 | [18 empty] | 0 |  | 0 | [24 empty] | 0
8216032 | U MI CIT | LEVEL 9 | IDF 9-122C | 9-107 | UNIV PATIENT RM | 6 |  | 3 |  |  | WORKSTATION |  |  |  | WIRED SPARE |  |  |  | SPARE | [15 empty] | PATIENT ROOM REVIEW | 2024-08-15 | 9-04 | 2B | 2025-04-07 | [15 empty] | 1 | longest arm to chart and view patient, VESA mount for Dell OptiPlex All-in-One: Starting weight: 16.55 lb (7.51 kg),Weight (maximum): 20.25 lb (9.19 kg),Starting weight, without stand: 12.37 lb (5.61 kg),Weight (maximum), without stand: 13.93 lb (6.32 kg), keyboard, mouse, wireless BCMA scanner Honeywell 1952HHD, | CLPV0045 |  |  |  | 0 |  |  |  | 1 | 1 | [12 empty] | 1 | 0 |  | 0 |  | 1 | 1 | [21 empty] | 0
4647390 | U MI CIT | LEVEL 9 | IDF 9-122C | 9-107B | CLINICAL WORKSTATION | 1 |  | 3 |  |  | WORKSTATION |  |  |  | WIRED SPARE |  |  |  | SPARE | [15 empty] | PATIENT ROOM REVIEW | 2024-08-15 |  | 2B | 2025-04-07 | [17 empty] | WSIU3253 |  |  |  | 0 |  |  |  | 1 | 1 | [12 empty] | 1 | 0 |  | 0 |  |  | 1 | [21 empty] | 0
4665647 | U MI CIT | LEVEL 9 | IDF 9-122C | 9-109 | UNIV PATIENT RM | 1 |  | 3 |  |  | WIRED SPARE |  |  |  | WIRED SPARE |  |  |  | WIRED SPARE | [15 empty] | PATIENT ROOM REVIEW | 2024-08-15 | 9-05 | 2B | 2025-04-07 | [21 empty] | 0 | [18 empty] | 0 |  | 0 | [24 empty] | 0
4665639 | U MI CIT | LEVEL 9 | IDF 9-122C | 9-109 | UNIV PATIENT RM | 2 |  | PM |  |  | PHYSIO MONITOR |  |  |  | PHYSIO MONITOR |  |  |  | SPARE | [7 empty] | CAPSULE P-P |  |  |  | CAPSULE |  |  |  | PATIENT ROOM REVIEW | 2024-08-15 | 9-05 | 2B | 2025-04-07 |  |  |  |  | B-450 | EEG - NATUS | [15 empty] | 0 | [18 empty] | 0 |  | 0 | [24 empty] | 0
4665623 | U MI CIT | LEVEL 9 | IDF 9-122C | 9-109 | UNIV PATIENT RM | 4 |  | TV4-NC |  |  | TELEVISION |  |  |  | WIRED SPARE |  |  |  | V-NURSING |  |  |  | WIRED SPARE | [7 empty] | NURSE CALL JACK |  |  |  | PATIENT ROOM REVIEW | 2024-08-15 | 9-05 | 2B | 2025-04-07 | [21 empty] | 0 | [18 empty] | 0 |  | 0 | [24 empty] | 0
8216060 | U MI CIT | LEVEL 9 | IDF 9-122C | 9-109 | UNIV PATIENT RM | 6 |  | 3 |  |  | WORKSTATION |  |  |  | WIRED SPARE |  |  |  | SPARE | [15 empty] | PATIENT ROOM REVIEW | 2024-08-15 | 9-05 | 2B | 2025-04-07 | [15 empty] | 1 | longest arm to chart and view patient, VESA mount for Dell OptiPlex All-in-One: Starting weight: 16.55 lb (7.51 kg),Weight (maximum): 20.25 lb (9.19 kg),Starting weight, without stand: 12.37 lb (5.61 kg),Weight (maximum), without stand: 13.93 lb (6.32 kg), keyboard, mouse, wireless BCMA scanner Honeywell 1952HHD, | CLPV0046 |  |  |  | 0 |  |  |  | 1 | 1 | [12 empty] | 1 | 0 |  | 0 |  | 1 | 1 | [21 empty] | 0
4647373 | U MI CIT | LEVEL 9 | IDF 9-122C | 9-109B | CLINICAL WORKSTATION | 1 |  | 3 |  |  | WORKSTATION |  |  |  | WIRED SPARE |  |  |  | SPARE | [15 empty] | PATIENT ROOM REVIEW | 2024-08-15 |  | 2B | 2025-04-07 | [17 empty] | WSIU3254 |  |  |  | 0 |  |  |  | 1 | 1 | [12 empty] | 1 | 0 |  | 0 |  |  | 1 | [21 empty] | 0
4665586 | U MI CIT | LEVEL 9 | IDF 9-122C | 9-111 | UNIV PATIENT RM | 1 |  | 3 |  |  | WIRED SPARE |  |  |  | WIRED SPARE |  |  |  | WIRED SPARE | [15 empty] | PATIENT ROOM REVIEW | 2024-08-15 | 9-06 | 2B | 2025-04-07 | [21 empty] | 0 | [18 empty] | 0 |  | 0 | [24 empty] | 0
4665578 | U MI CIT | LEVEL 9 | IDF 9-122C | 9-111 | UNIV PATIENT RM | 2 |  | PM |  |  | PHYSIO MONITOR |  |  |  | PHYSIO MONITOR |  |  |  | SPARE | [7 empty] | CAPSULE P-P |  |  |  | CAPSULE |  |  |  | PATIENT ROOM REVIEW | 2024-08-15 | 9-06 | 2B | 2025-04-07 |  |  |  |  | B-450 | EEG - NATUS | [15 empty] | 0 | [18 empty] | 0 |  | 0 | [24 empty] | 0
4665562 | U MI CIT | LEVEL 9 | IDF 9-122C | 9-111 | UNIV PATIENT RM | 4 |  | TV4-NC |  |  | TELEVISION |  |  |  | WIRED SPARE |  |  |  | V-NURSING |  |  |  | WIRED SPARE | [7 empty] | NURSE CALL JACK |  |  |  | PATIENT ROOM REVIEW | 2024-08-15 | 9-06 | 2B | 2025-04-07 | [21 empty] | 0 | [18 empty] | 0 |  | 0 | [24 empty] | 0
8216080 | U MI CIT | LEVEL 9 | IDF 9-122C | 9-111 | UNIV PATIENT RM | 6 |  | 3 |  |  | WORKSTATION |  |  |  | WIRED SPARE |  |  |  | SPARE | [15 empty] | PATIENT ROOM REVIEW | 2024-08-15 | 9-06 | 2B | 2025-04-07 | [15 empty] | 1 | longest arm to chart and view patient, VESA mount for Dell OptiPlex All-in-One: Starting weight: 16.55 lb (7.51 kg),Weight (maximum): 20.25 lb (9.19 kg),Starting weight, without stand: 12.37 lb (5.61 kg),Weight (maximum), without stand: 13.93 lb (6.32 kg), keyboard, mouse, wireless BCMA scanner Honeywell 1952HHD, | CLPV0047 |  |  |  | 0 |  |  |  | 1 | 1 | [12 empty] | 1 | 0 |  | 0 |  | 1 | 1 | [21 empty] | 0
4647356 | U MI CIT | LEVEL 9 | IDF 9-122C | 9-111B | CLINICAL WORKSTATION | 1 |  | 3 |  |  | WORKSTATION |  |  |  | WIRED SPARE |  |  |  | SPARE | [15 empty] | PATIENT ROOM REVIEW | 2024-08-15 |  | 2B | 2025-04-07 | [17 empty] | WSIU3255 |  |  |  | 0 |  |  |  | 1 | 1 | [12 empty] | 1 | 0 |  | 0 |  |  | 1 | [21 empty] | 0
4665525 | U MI CIT | LEVEL 9 | IDF 9-122C | 9-113 | UNIV PATIENT RM | 1 |  | 3 |  |  | WIRED SPARE |  |  |  | WIRED SPARE |  |  |  | WIRED SPARE | [15 empty] | PATIENT ROOM REVIEW | 2024-08-15 | 9-07 | 2B | 2025-04-07 | [21 empty] | 0 | [18 empty] | 0 |  | 0 | [24 empty] | 0
4665517 | U MI CIT | LEVEL 9 | IDF 9-122C | 9-113 | UNIV PATIENT RM | 2 |  | PM |  |  | PHYSIO MONITOR |  |  |  | PHYSIO MONITOR |  |  |  | SPARE | [7 empty] | CAPSULE P-P |  |  |  | CAPSULE |  |  |  | PATIENT ROOM REVIEW | 2024-08-15 | 9-07 | 2B | 2025-04-07 |  |  |  |  | B-450 | EEG - NATUS | [15 empty] | 0 | [18 empty] | 0 |  | 0 | [24 empty] | 0
4665501 | U MI CIT | LEVEL 9 | IDF 9-122C | 9-113 | UNIV PATIENT RM | 4 |  | TV4-NC |  |  | TELEVISION |  |  |  | WIRED SPARE |  |  |  | V-NURSING |  |  |  | WIRED SPARE | [7 empty] | NURSE CALL JACK |  |  |  | PATIENT ROOM REVIEW | 2024-08-15 | 9-07 | 2B | 2025-04-07 | [21 empty] | 0 | [18 empty] | 0 |  | 0 | [24 empty] | 0
8216100 | U MI CIT | LEVEL 9 | IDF 9-122C | 9-113 | UNIV PATIENT RM | 6 |  | 3 |  |  | WORKSTATION |  |  |  | WIRED SPARE |  |  |  | SPARE | [15 empty] | PATIENT ROOM REVIEW | 2024-08-15 | 9-07 | 2B | 2025-04-07 | [15 empty] | 1 | longest arm to chart and view patient, VESA mount for Dell OptiPlex All-in-One: Starting weight: 16.55 lb (7.51 kg),Weight (maximum): 20.25 lb (9.19 kg),Starting weight, without stand: 12.37 lb (5.61 kg),Weight (maximum), without stand: 13.93 lb (6.32 kg), keyboard, mouse, wireless BCMA scanner Honeywell 1952HHD, | CLPV0048 |  |  |  | 0 |  |  |  | 1 | 1 | [12 empty] | 1 | 0 |  | 0 |  | 1 | 1 | [21 empty] | 0
4647313 | U MI CIT | LEVEL 9 | IDF 9-122C | 9-113B | CLINICAL WORKSTATION | 1 |  | 3 |  |  | WORKSTATION |  |  |  | WIRED SPARE |  |  |  | SPARE | [15 empty] | PATIENT ROOM REVIEW | 2024-08-15 |  | 2B | 2025-04-07 | [17 empty] | WSIU3256 |  |  |  | 0 |  |  |  | 1 | 1 | [12 empty] | 1 | 0 |  | 0 |  |  | 1 | [21 empty] | 0
4665464 | U MI CIT | LEVEL 9 | IDF 9-122C | 9-115 | UNIV PATIENT RM | 1 |  | 3 |  |  | WIRED SPARE |  |  |  | WIRED SPARE |  |  |  | WIRED SPARE | [15 empty] | PATIENT ROOM REVIEW | 2024-08-15 | 9-08 | 2B | 2025-04-07 | [21 empty] | 0 | [18 empty] | 0 |  | 0 | [24 empty] | 0
4665456 | U MI CIT | LEVEL 9 | IDF 9-122C | 9-115 | UNIV PATIENT RM | 2 |  | PM |  |  | PHYSIO MONITOR |  |  |  | PHYSIO MONITOR |  |  |  | SPARE | [7 empty] | CAPSULE P-P |  |  |  | CAPSULE |  |  |  | PATIENT ROOM REVIEW | 2024-08-15 | 9-08 | 2B | 2025-04-07 |  |  |  |  | B-450 | EEG - NATUS | [15 empty] | 0 | [18 empty] | 0 |  | 0 | [24 empty] | 0
4665440 | U MI CIT | LEVEL 9 | IDF 9-122C | 9-115 | UNIV PATIENT RM | 4 |  | TV4-NC |  |  | TELEVISION |  |  |  | WIRED SPARE |  |  |  | V-NURSING |  |  |  | WIRED SPARE | [7 empty] | NURSE CALL JACK |  |  |  | PATIENT ROOM REVIEW | 2024-08-15 | 9-08 | 2B | 2025-04-07 | [21 empty] | 0 | [18 empty] | 0 |  | 0 | [24 empty] | 0
8216177 | U MI CIT | LEVEL 9 | IDF 9-122C | 9-115 | UNIV PATIENT RM | 6 |  | 3 |  |  | WORKSTATION |  |  |  | WIRED SPARE |  |  |  | SPARE | [15 empty] | PATIENT ROOM REVIEW | 2024-08-15 | 9-08 | 2B | 2025-04-07 | [15 empty] | 1 | longest arm to chart and view patient, VESA mount for Dell OptiPlex All-in-One: Starting weight: 16.55 lb (7.51 kg),Weight (maximum): 20.25 lb (9.19 kg),Starting weight, without stand: 12.37 lb (5.61 kg),Weight (maximum), without stand: 13.93 lb (6.32 kg), keyboard, mouse, wireless BCMA scanner Honeywell 1952HHD, | CLPV0049 |  |  |  | 0 |  |  |  | 1 | 1 | [12 empty] | 1 | 0 |  | 0 |  | 1 | 1 | [21 empty] | 0
4488322 | U MI CIT | LEVEL 9 | IDF 9-122C | 9-115B | CLINICAL WORKSTATION | 1 |  | 3 |  |  | WORKSTATION |  |  |  | WIRED SPARE |  |  |  | SPARE | [15 empty] | PATIENT ROOM REVIEW | 2024-08-15 |  | 2B | 2025-04-07 | [17 empty] | WSIU3257 |  |  |  | 0 |  |  |  | 1 | 1 | [12 empty] | 1 | 0 |  | 0 |  |  | 1 | [21 empty] | 0
4645928 | U MI CIT | LEVEL 9 | IDF 9-122C | 9-117 | UNIV PATIENT RM ADA | 1 |  | 3 |  |  | WIRED SPARE |  |  |  | WIRED SPARE |  |  |  | WIRED SPARE | [15 empty] | PATIENT ROOM REVIEW | 2024-08-15 | 9-09 | 2B | 2025-04-07 | [21 empty] | 0 | [18 empty] | 0 |  | 0 | [24 empty] | 0
4645912 | U MI CIT | LEVEL 9 | IDF 9-122C | 9-117 | UNIV PATIENT RM ADA | 2 |  | PM |  |  | PHYSIO MONITOR |  |  |  | PHYSIO MONITOR |  |  |  | SPARE | [7 empty] | CAPSULE P-P |  |  |  | CAPSULE |  |  |  | PATIENT ROOM REVIEW | 2024-08-15 | 9-09 | 2B | 2025-04-07 |  |  |  |  | B-450 | EEG - NATUS | [15 empty] | 0 | [18 empty] | 0 |  | 0 | [24 empty] | 0
4645888 | U MI CIT | LEVEL 9 | IDF 9-122C | 9-117 | UNIV PATIENT RM ADA | 4 |  | TV4-NC |  |  | TELEVISION |  |  |  | WIRED SPARE |  |  |  | V-NURSING |  |  |  | WIRED SPARE | [7 empty] | NURSE CALL JACK |  |  |  | PATIENT ROOM REVIEW | 2024-08-15 | 9-09 | 2B | 2025-04-07 | [21 empty] | 0 | [18 empty] | 0 |  | 0 | [24 empty] | 0
8216120 | U MI CIT | LEVEL 9 | IDF 9-122C | 9-117 | UNIV PATIENT RM ADA | 6 |  | 3 |  |  | WORKSTATION |  |  |  | WIRED SPARE |  |  |  | SPARE | [15 empty] | PATIENT ROOM REVIEW | 2024-08-15 | 9-09 | 2B | 2025-04-07 | [15 empty] | 1 | longest arm to chart and view patient, VESA mount for Dell OptiPlex All-in-One: Starting weight: 16.55 lb (7.51 kg),Weight (maximum): 20.25 lb (9.19 kg),Starting weight, without stand: 12.37 lb (5.61 kg),Weight (maximum), without stand: 13.93 lb (6.32 kg), keyboard, mouse, wireless BCMA scanner Honeywell 1952HHD, | CLPV0050 |  |  |  | 0 |  |  |  | 1 | 1 | [12 empty] | 1 | 0 |  | 0 |  | 1 | 1 | [21 empty] | 0
6628252 | U MI CIT | LEVEL 9 | IDF 9-122C | 9-117B | CLINICAL WORKSTATION | 1 |  | 3 |  |  | WORKSTATION |  |  |  | WIRED SPARE |  |  |  | SPARE | [15 empty] | PATIENT ROOM REVIEW | 2024-08-15 |  | 2B | 2025-04-07 | [17 empty] | WSIU3258 |  |  |  | 0 |  |  |  | 1 | 1 | [12 empty] | 1 | 0 |  | 0 |  |  | 1 | [21 empty] | 0
4644578 | U MI CIT | LEVEL 9 | IDF 9-122C | 9-201 | UNIV ISO PATIENT RM | 1 |  | 3 |  |  | WIRED SPARE |  |  |  | WIRED SPARE |  |  |  | WIRED SPARE | [15 empty] | PATIENT ROOM REVIEW | 2024-08-15 | 9-10 | 2B | 2025-04-07 | [21 empty] | 0 | [18 empty] | 0 |  | 0 | [24 empty] | 0
4644594 | U MI CIT | LEVEL 9 | IDF 9-122C | 9-201 | UNIV ISO PATIENT RM | 2 |  | PM |  |  | PHYSIO MONITOR |  |  |  | PHYSIO MONITOR |  |  |  | SPARE | [7 empty] | CAPSULE P-P |  |  |  | CAPSULE |  |  |  | PATIENT ROOM REVIEW | 2024-08-15 | 9-10 | 2B | 2025-04-07 |  |  |  |  | B-450 | EEG - NATUS | [15 empty] | 0 | [18 empty] | 0 |  | 0 | [24 empty] | 0
5215282 | U MI CIT | LEVEL 9 | IDF 9-122C | 9-201 | UNIV ISO PATIENT RM | 5 |  | TV4-NC |  |  | TELEVISION |  |  |  | WIRED SPARE |  |  |  | V-NURSING |  |  |  | WIRED SPARE | [7 empty] | NURSE CALL JACK |  |  |  | PATIENT ROOM REVIEW | 2024-08-15 | 9-10 | 2B | 2025-04-07 | [21 empty] | 0 | [18 empty] | 0 |  | 0 | [24 empty] | 0
8215010 | U MI CIT | LEVEL 9 | IDF 9-122C | 9-201 | UNIV ISO PATIENT RM | 6 |  | 3 |  |  | WORKSTATION |  |  |  | WIRED SPARE |  |  |  | SPARE | [15 empty] | PATIENT ROOM REVIEW | 2024-08-15 | 9-10 | 2B | 2025-04-07 | [15 empty] | 1 | longest arm to chart and view patient, VESA mount for Dell OptiPlex All-in-One: Starting weight: 16.55 lb (7.51 kg),Weight (maximum): 20.25 lb (9.19 kg),Starting weight, without stand: 12.37 lb (5.61 kg),Weight (maximum), without stand: 13.93 lb (6.32 kg), keyboard, mouse, wireless BCMA scanner Honeywell 1952HHD, | CLPV0038 |  |  |  | 0 |  |  |  | 1 | 1 | [12 empty] | 1 | 0 |  | 0 |  | 1 | 1 | [21 empty] | 0
4644634 | U MI CIT | LEVEL 9 | IDF 9-122C | 9-201B | CLINICAL WORKSTATION | 1 |  | 3 |  |  | WORKSTATION |  |  |  | WIRED SPARE |  |  |  | SPARE | [15 empty] | PATIENT ROOM REVIEW | 2024-08-15 |  | 2B | 2025-04-07 | [17 empty] | WSIU3259 |  |  |  | 0 |  |  |  | 1 | 1 | [12 empty] | 1 | 0 |  | 0 |  |  | 1 | [21 empty] | 0
4644493 | U MI CIT | LEVEL 9 | IDF 9-122C | 9-203 | UNIV PATIENT RM | 1 |  | 3 |  |  | WIRED SPARE |  |  |  | WIRED SPARE |  |  |  | WIRED SPARE | [15 empty] | PATIENT ROOM REVIEW | 2024-08-15 | 9-11 | 2B | 2025-04-07 | [21 empty] | 0 | [18 empty] | 0 |  | 0 | [24 empty] | 0
4644509 | U MI CIT | LEVEL 9 | IDF 9-122C | 9-203 | UNIV PATIENT RM | 2 |  | PM |  |  | PHYSIO MONITOR |  |  |  | PHYSIO MONITOR |  |  |  | SPARE | [7 empty] | CAPSULE P-P |  |  |  | CAPSULE |  |  |  | PATIENT ROOM REVIEW | 2024-08-15 | 9-11 | 2B | 2025-04-07 |  |  |  |  | B-450 | EEG - NATUS | [15 empty] | 0 | [18 empty] | 0 |  | 0 | [24 empty] | 0
4644541 | U MI CIT | LEVEL 9 | IDF 9-122C | 9-203 | UNIV PATIENT RM | 5 |  | TV4-NC |  |  | TELEVISION |  |  |  | WIRED SPARE |  |  |  | V-NURSING |  |  |  | WIRED SPARE | [7 empty] | NURSE CALL JACK |  |  |  | PATIENT ROOM REVIEW | 2024-08-15 | 9-11 | 2B | 2025-04-07 | [21 empty] | 0 | [18 empty] | 0 |  | 0 | [24 empty] | 0
8215095 | U MI CIT | LEVEL 9 | IDF 9-122C | 9-203 | UNIV PATIENT RM | 6 |  | 3 |  |  | WORKSTATION |  |  |  | WIRED SPARE |  |  |  | SPARE | [15 empty] | PATIENT ROOM REVIEW | 2024-08-15 | 9-11 | 2B | 2025-04-07 | [15 empty] | 1 | longest arm to chart and view patient, VESA mount for Dell OptiPlex All-in-One: Starting weight: 16.55 lb (7.51 kg),Weight (maximum): 20.25 lb (9.19 kg),Starting weight, without stand: 12.37 lb (5.61 kg),Weight (maximum), without stand: 13.93 lb (6.32 kg), keyboard, mouse, wireless BCMA scanner Honeywell 1952HHD, | CLPV0051 |  |  |  | 0 |  |  |  | 1 | 1 | [12 empty] | 1 | 0 |  | 0 |  | 1 | 1 | [21 empty] | 0
4644549 | U MI CIT | LEVEL 9 | IDF 9-122C | 9-203B | CLINICAL WORKSTATION | 1 |  | 3 |  |  | WORKSTATION |  |  |  | WIRED SPARE |  |  |  | SPARE | [15 empty] | PATIENT ROOM REVIEW | 2024-08-15 |  | 2B | 2025-04-07 | [17 empty] | WSIU3260 |  |  |  | 0 |  |  |  | 1 | 1 | [12 empty] | 1 | 0 |  | 0 |  |  | 1 | [21 empty] | 0
4644408 | U MI CIT | LEVEL 9 | IDF 9-122C | 9-205 | UNIV PATIENT RM | 1 |  | 3 |  |  | WIRED SPARE |  |  |  | WIRED SPARE |  |  |  | WIRED SPARE | [15 empty] | PATIENT ROOM REVIEW | 2024-08-15 | 9-12 | 2B | 2025-04-07 | [21 empty] | 0 | [18 empty] | 0 |  | 0 | [24 empty] | 0
4644424 | U MI CIT | LEVEL 9 | IDF 9-122C | 9-205 | UNIV PATIENT RM | 2 |  | PM |  |  | PHYSIO MONITOR |  |  |  | PHYSIO MONITOR |  |  |  | SPARE | [7 empty] | CAPSULE P-P |  |  |  | CAPSULE |  |  |  | PATIENT ROOM REVIEW | 2024-08-15 | 9-12 | 2B | 2025-04-07 |  |  |  |  | B-450 | EEG - NATUS | [15 empty] | 0 | [18 empty] | 0 |  | 0 | [24 empty] | 0
4644456 | U MI CIT | LEVEL 9 | IDF 9-122C | 9-205 | UNIV PATIENT RM | 5 |  | TV4-NC |  |  | TELEVISION |  |  |  | WIRED SPARE |  |  |  | V-NURSING |  |  |  | WIRED SPARE | [7 empty] | NURSE CALL JACK |  |  |  | PATIENT ROOM REVIEW | 2024-08-15 | 9-12 | 2B | 2025-04-07 | [21 empty] | 0 | [18 empty] | 0 |  | 0 | [24 empty] | 0
8215177 | U MI CIT | LEVEL 9 | IDF 9-122C | 9-205 | UNIV PATIENT RM | 6 |  | 3 |  |  | WORKSTATION |  |  |  | WIRED SPARE |  |  |  | SPARE | [15 empty] | PATIENT ROOM REVIEW | 2024-08-15 | 9-12 | 2B | 2025-04-07 | [15 empty] | 1 | longest arm to chart and view patient, VESA mount for Dell OptiPlex All-in-One: Starting weight: 16.55 lb (7.51 kg),Weight (maximum): 20.25 lb (9.19 kg),Starting weight, without stand: 12.37 lb (5.61 kg),Weight (maximum), without stand: 13.93 lb (6.32 kg), keyboard, mouse, wireless BCMA scanner Honeywell 1952HHD, | CLPV0052 |  |  |  | 0 |  |  |  | 1 | 1 | [12 empty] | 1 | 0 |  | 0 |  | 1 | 1 | [21 empty] | 0
4644464 | U MI CIT | LEVEL 9 | IDF 9-122C | 9-205B | CLINICAL WORKSTATION | 1 |  | 3 |  |  | WORKSTATION |  |  |  | WIRED SPARE |  |  |  | SPARE | [15 empty] | PATIENT ROOM REVIEW | 2024-08-15 |  | 2B | 2025-04-07 | [17 empty] | WSIU3261 |  |  |  | 0 |  |  |  | 1 | 1 | [12 empty] | 1 | 0 |  | 0 |  |  | 1 | [21 empty] | 0
4644323 | U MI CIT | LEVEL 9 | IDF 9-122C | 9-207 | UNIV PATIENT RM | 1 |  | 3 |  |  | WIRED SPARE |  |  |  | WIRED SPARE |  |  |  | WIRED SPARE | [15 empty] | PATIENT ROOM REVIEW | 2024-08-15 | 9-13 | 2B | 2025-04-07 | [21 empty] | 0 | [18 empty] | 0 |  | 0 | [24 empty] | 0
4644339 | U MI CIT | LEVEL 9 | IDF 9-122C | 9-207 | UNIV PATIENT RM | 2 |  | PM |  |  | PHYSIO MONITOR |  |  |  | PHYSIO MONITOR |  |  |  | SPARE | [7 empty] | CAPSULE P-P |  |  |  | CAPSULE |  |  |  | PATIENT ROOM REVIEW | 2024-08-15 | 9-13 | 2B | 2025-04-07 |  |  |  |  | B-450 | EEG - NATUS | [15 empty] | 0 | [18 empty] | 0 |  | 0 | [24 empty] | 0
4644371 | U MI CIT | LEVEL 9 | IDF 9-122C | 9-207 | UNIV PATIENT RM | 5 |  | TV4-NC |  |  | TELEVISION |  |  |  | WIRED SPARE |  |  |  | V-NURSING |  |  |  | WIRED SPARE | [7 empty] | NURSE CALL JACK |  |  |  | PATIENT ROOM REVIEW | 2024-08-15 | 9-13 | 2B | 2025-04-07 | [21 empty] | 0 | [18 empty] | 0 |  | 0 | [24 empty] | 0
8215272 | U MI CIT | LEVEL 9 | IDF 9-122C | 9-207 | UNIV PATIENT RM | 6 |  | 3 |  |  | WORKSTATION |  |  |  | WIRED SPARE |  |  |  | SPARE | [15 empty] | PATIENT ROOM REVIEW | 2024-08-15 | 9-13 | 2B | 2025-04-07 | [15 empty] | 1 | longest arm to chart and view patient, VESA mount for Dell OptiPlex All-in-One: Starting weight: 16.55 lb (7.51 kg),Weight (maximum): 20.25 lb (9.19 kg),Starting weight, without stand: 12.37 lb (5.61 kg),Weight (maximum), without stand: 13.93 lb (6.32 kg), keyboard, mouse, wireless BCMA scanner Honeywell 1952HHD, | CLPV0053 |  |  |  | 0 |  |  |  | 1 | 1 | [12 empty] | 1 | 0 |  | 0 |  | 1 | 1 | [21 empty] | 0
4644379 | U MI CIT | LEVEL 9 | IDF 9-122C | 9-207B | CLINICAL WORKSTATION | 1 |  | 3 |  |  | WORKSTATION |  |  |  | WIRED SPARE |  |  |  | SPARE | [15 empty] | PATIENT ROOM REVIEW | 2024-08-15 |  | 2B | 2025-04-07 | [17 empty] | WSIU3262 |  |  |  | 0 |  |  |  | 1 | 1 | [12 empty] | 1 | 0 |  | 0 |  |  | 1 | [21 empty] | 0
4644236 | U MI CIT | LEVEL 9 | IDF 9-122C | 9-209 | UNIV PATIENT RM | 1 |  | 3 |  |  | WIRED SPARE |  |  |  | WIRED SPARE |  |  |  | WIRED SPARE | [15 empty] | PATIENT ROOM REVIEW | 2024-08-15 | 9-14 | 2B | 2025-04-07 | [21 empty] | 0 | [18 empty] | 0 |  | 0 | [24 empty] | 0
4644252 | U MI CIT | LEVEL 9 | IDF 9-122C | 9-209 | UNIV PATIENT RM | 2 |  | PM |  |  | PHYSIO MONITOR |  |  |  | PHYSIO MONITOR |  |  |  | SPARE | [7 empty] | CAPSULE P-P |  |  |  | CAPSULE |  |  |  | PATIENT ROOM REVIEW | 2024-08-15 | 9-14 | 2B | 2025-04-07 |  |  |  |  | B-450 | EEG - NATUS | [15 empty] | 0 | [18 empty] | 0 |  | 0 | [24 empty] | 0
4644309 | U MI CIT | LEVEL 9 | IDF 9-122C | 9-209 | UNIV PATIENT RM | 5 |  | TV4-NC |  |  | TELEVISION |  |  |  | WIRED SPARE |  |  |  | V-NURSING |  |  |  | WIRED SPARE | [7 empty] | NURSE CALL JACK |  |  |  | PATIENT ROOM REVIEW | 2024-08-15 | 9-14 | 2B | 2025-04-07 | [21 empty] | 0 | [18 empty] | 0 |  | 0 | [24 empty] | 0
8215351 | U MI CIT | LEVEL 9 | IDF 9-122C | 9-209 | UNIV PATIENT RM | 6 |  | 3 |  |  | WORKSTATION |  |  |  | WIRED SPARE |  |  |  | SPARE | [15 empty] | PATIENT ROOM REVIEW | 2024-08-15 | 9-14 | 2B | 2025-04-07 | [15 empty] | 1 | longest arm to chart and view patient, VESA mount for Dell OptiPlex All-in-One: Starting weight: 16.55 lb (7.51 kg),Weight (maximum): 20.25 lb (9.19 kg),Starting weight, without stand: 12.37 lb (5.61 kg),Weight (maximum), without stand: 13.93 lb (6.32 kg), keyboard, mouse, wireless BCMA scanner Honeywell 1952HHD, | CLPV0054 |  |  |  | 0 |  |  |  | 1 | 1 | [12 empty] | 1 | 0 |  | 0 |  | 1 | 1 | [21 empty] | 0
4644292 | U MI CIT | LEVEL 9 | IDF 9-122C | 9-209B | CLINICAL WORKSTATION | 1 |  | 3 |  |  | WORKSTATION |  |  |  | WIRED SPARE |  |  |  | SPARE | [15 empty] | PATIENT ROOM REVIEW | 2024-08-15 |  | 2B | 2025-04-07 | [17 empty] | WSIU3263 |  |  |  | 0 |  |  |  | 1 | 1 | [12 empty] | 1 | 0 |  | 0 |  |  | 1 | [21 empty] | 0
4643862 | U MI CIT | LEVEL 9 | IDF 9-122C | 9-211 | UNIV PATIENT RM ADA | 1 |  | 3 |  |  | WIRED SPARE |  |  |  | WIRED SPARE |  |  |  | WIRED SPARE | [15 empty] | PATIENT ROOM REVIEW | 2024-08-15 | 9-15 | 2B | 2025-04-07 | [21 empty] | 0 | [18 empty] | 0 |  | 0 | [24 empty] | 0
4643940 | U MI CIT | LEVEL 9 | IDF 9-122C | 9-211 | UNIV PATIENT RM ADA | 2 |  | PM |  |  | PHYSIO MONITOR |  |  |  | PHYSIO MONITOR |  |  |  | SPARE | [7 empty] | CAPSULE P-P |  |  |  | CAPSULE |  |  |  | PATIENT ROOM REVIEW | 2024-08-15 | 9-15 | 2B | 2025-04-07 |  |  |  |  | B-450 | EEG - NATUS | [15 empty] | 0 | [18 empty] | 0 |  | 0 | [24 empty] | 0
4644104 | U MI CIT | LEVEL 9 | IDF 9-122C | 9-211 | UNIV PATIENT RM ADA | 5 |  | TV4-NC |  |  | TELEVISION |  |  |  | WIRED SPARE |  |  |  | V-NURSING |  |  |  | WIRED SPARE | [7 empty] | NURSE CALL JACK |  |  |  | PATIENT ROOM REVIEW | 2024-08-15 | 9-15 | 2B | 2025-04-07 | [21 empty] | 0 | [18 empty] | 0 |  | 0 | [24 empty] | 0
8215371 | U MI CIT | LEVEL 9 | IDF 9-122C | 9-211 | UNIV PATIENT RM ADA | 6 |  | 3 |  |  | WORKSTATION |  |  |  | WIRED SPARE |  |  |  | SPARE | [15 empty] | PATIENT ROOM REVIEW | 2024-08-15 | 9-15 | 2B | 2025-04-07 | [15 empty] | 1 | longest arm to chart and view patient, VESA mount for Dell OptiPlex All-in-One: Starting weight: 16.55 lb (7.51 kg),Weight (maximum): 20.25 lb (9.19 kg),Starting weight, without stand: 12.37 lb (5.61 kg),Weight (maximum), without stand: 13.93 lb (6.32 kg), keyboard, mouse, wireless BCMA scanner Honeywell 1952HHD, | CLPV0055 |  |  |  | 0 |  |  |  | 1 | 1 | [12 empty] | 1 | 0 |  | 0 |  | 1 | 1 | [21 empty] | 0
4644147 | U MI CIT | LEVEL 9 | IDF 9-122C | 9-211B | CLINICAL WORKSTATION | 1 |  | 3 |  |  | WORKSTATION |  |  |  | WIRED SPARE |  |  |  | SPARE | [15 empty] | PATIENT ROOM REVIEW | 2024-08-15 |  | 2B | 2025-04-07 | [17 empty] | WSIU3264 |  |  |  | 0 |  |  |  | 1 | 1 | [12 empty] | 1 | 0 |  | 0 |  |  | 1 | [21 empty] | 0
4643773 | U MI CIT | LEVEL 9 | IDF 9-122C | 9-301 | UNIV PATIENT RM | 1 |  | 3 |  |  | WIRED SPARE |  |  |  | WIRED SPARE |  |  |  | WIRED SPARE | [15 empty] | PATIENT ROOM REVIEW | 2024-08-15 | 9-16 | 2B | 2025-04-07 | [21 empty] | 0 | [18 empty] | 0 |  | 0 | [24 empty] | 0
4643789 | U MI CIT | LEVEL 9 | IDF 9-122C | 9-301 | UNIV PATIENT RM | 2 |  | PM |  |  | PHYSIO MONITOR |  |  |  | PHYSIO MONITOR |  |  |  | SPARE | [7 empty] | CAPSULE P-P |  |  |  | CAPSULE |  |  |  | PATIENT ROOM REVIEW | 2024-08-15 | 9-16 | 2B | 2025-04-07 |  |  |  |  | B-450 | EEG - NATUS | [15 empty] | 0 | [18 empty] | 0 |  | 0 | [24 empty] | 0
4643813 | U MI CIT | LEVEL 9 | IDF 9-122C | 9-301 | UNIV PATIENT RM | 5 |  | TV4-NC |  |  | TELEVISION |  |  |  | WIRED SPARE |  |  |  | V-NURSING |  |  |  | WIRED SPARE | [7 empty] | NURSE CALL JACK |  |  |  | PATIENT ROOM REVIEW | 2024-08-15 | 9-16 | 2B | 2025-04-07 | [21 empty] | 0 | [18 empty] | 0 |  | 0 | [24 empty] | 0
8214698 | U MI CIT | LEVEL 9 | IDF 9-122C | 9-301 | UNIV PATIENT RM | 6 |  | 3 |  |  | WORKSTATION |  |  |  | WIRED SPARE |  |  |  | SPARE | [15 empty] | PATIENT ROOM REVIEW | 2024-08-15 | 9-16 | 2B | 2025-04-07 | [15 empty] | 1 | longest arm to chart and view patient, VESA mount for Dell OptiPlex All-in-One: Starting weight: 16.55 lb (7.51 kg),Weight (maximum): 20.25 lb (9.19 kg),Starting weight, without stand: 12.37 lb (5.61 kg),Weight (maximum), without stand: 13.93 lb (6.32 kg), keyboard, mouse, wireless BCMA scanner Honeywell 1952HHD, | CLPV0056 |  |  |  | 0 |  |  |  | 1 | 1 | [12 empty] | 1 | 0 |  | 0 |  | 1 | 1 | [21 empty] | 0
4643270 | U MI CIT | LEVEL 9 | IDF 9-122C | 9-301B | CLINICAL WORKSTATION | 1 |  | 3 |  |  | WORKSTATION |  |  |  | WIRED SPARE |  |  |  | SPARE | [15 empty] | PATIENT ROOM REVIEW | 2024-08-15 |  | 2B | 2025-04-07 | [17 empty] | WSIU3265 |  |  |  | 0 |  |  |  | 1 | 1 | [12 empty] | 1 | 0 |  | 0 |  |  | 1 | [21 empty] | 0
4643706 | U MI CIT | LEVEL 9 | IDF 9-122C | 9-303 | UNIV PATIENT RM | 1 |  | 3 |  |  | WIRED SPARE |  |  |  | WIRED SPARE |  |  |  | WIRED SPARE | [15 empty] | PATIENT ROOM REVIEW | 2024-08-15 | 9-17 | 2B | 2025-04-07 | [21 empty] | 0 | [18 empty] | 0 |  | 0 | [24 empty] | 0
4643722 | U MI CIT | LEVEL 9 | IDF 9-122C | 9-303 | UNIV PATIENT RM | 2 |  | PM |  |  | PHYSIO MONITOR |  |  |  | PHYSIO MONITOR |  |  |  | SPARE | [7 empty] | CAPSULE P-P |  |  |  | CAPSULE |  |  |  | PATIENT ROOM REVIEW | 2024-08-15 | 9-17 | 2B | 2025-04-07 |  |  |  |  | B-450 | EEG - NATUS | [15 empty] | 0 | [18 empty] | 0 |  | 0 | [24 empty] | 0
4643746 | U MI CIT | LEVEL 9 | IDF 9-122C | 9-303 | UNIV PATIENT RM | 5 |  | TV4-NC |  |  | TELEVISION |  |  |  | WIRED SPARE |  |  |  | V-NURSING |  |  |  | WIRED SPARE | [7 empty] | NURSE CALL JACK |  |  |  | PATIENT ROOM REVIEW | 2024-08-15 | 9-17 | 2B | 2025-04-07 | [21 empty] | 0 | [18 empty] | 0 |  | 0 | [24 empty] | 0
8214678 | U MI CIT | LEVEL 9 | IDF 9-122C | 9-303 | UNIV PATIENT RM | 6 |  | 3 |  |  | WORKSTATION |  |  |  | WIRED SPARE |  |  |  | SPARE | [15 empty] | PATIENT ROOM REVIEW | 2024-08-15 | 9-17 | 2B | 2025-04-07 | [15 empty] | 1 | longest arm to chart and view patient, VESA mount for Dell OptiPlex All-in-One: Starting weight: 16.55 lb (7.51 kg),Weight (maximum): 20.25 lb (9.19 kg),Starting weight, without stand: 12.37 lb (5.61 kg),Weight (maximum), without stand: 13.93 lb (6.32 kg), keyboard, mouse, wireless BCMA scanner Honeywell 1952HHD, | CLPV0057 |  |  |  | 0 |  |  |  | 1 | 1 | [12 empty] | 1 | 0 |  | 0 |  | 1 | 1 | [21 empty] | 0
4643253 | U MI CIT | LEVEL 9 | IDF 9-122C | 9-303B | CLINICAL WORKSTATION | 1 |  | 3 |  |  | WORKSTATION |  |  |  | WIRED SPARE |  |  |  | SPARE | [15 empty] | PATIENT ROOM REVIEW | 2024-08-15 |  | 2B | 2025-04-07 | [17 empty] | WSIU3266 |  |  |  | 0 |  |  |  | 1 | 1 | [12 empty] | 1 | 0 |  | 0 |  |  | 1 | [21 empty] | 0
4643641 | U MI CIT | LEVEL 9 | IDF 9-122C | 9-305 | UNIV PATIENT RM | 1 |  | 3 |  |  | WIRED SPARE |  |  |  | WIRED SPARE |  |  |  | WIRED SPARE | [15 empty] | PATIENT ROOM REVIEW | 2024-08-15 | 9-17 | 2B | 2025-04-07 | [21 empty] | 0 | [18 empty] | 0 |  | 0 | [24 empty] | 0
4643657 | U MI CIT | LEVEL 9 | IDF 9-122C | 9-305 | UNIV PATIENT RM | 2 |  | PM |  |  | PHYSIO MONITOR |  |  |  | PHYSIO MONITOR |  |  |  | SPARE | [7 empty] | CAPSULE P-P |  |  |  | CAPSULE |  |  |  | PATIENT ROOM REVIEW | 2024-08-15 | 9-17 | 2B | 2025-04-07 |  |  |  |  | B-450 | EEG - NATUS | [15 empty] | 0 | [18 empty] | 0 |  | 0 | [24 empty] | 0
4643681 | U MI CIT | LEVEL 9 | IDF 9-122C | 9-305 | UNIV PATIENT RM | 5 |  | TV4-NC |  |  | TELEVISION |  |  |  | WIRED SPARE |  |  |  | V-NURSING |  |  |  | WIRED SPARE | [7 empty] | NURSE CALL JACK |  |  |  | PATIENT ROOM REVIEW | 2024-08-15 | 9-17 | 2B | 2025-04-07 | [21 empty] | 0 | [18 empty] | 0 |  | 0 | [24 empty] | 0
8214658 | U MI CIT | LEVEL 9 | IDF 9-122C | 9-305 | UNIV PATIENT RM | 6 |  | 3 |  |  | WORKSTATION |  |  |  | WIRED SPARE |  |  |  | SPARE | [15 empty] | PATIENT ROOM REVIEW | 2024-08-15 | 9-17 | 2B | 2025-04-07 | [15 empty] | 1 | longest arm to chart and view patient, VESA mount for Dell OptiPlex All-in-One: Starting weight: 16.55 lb (7.51 kg),Weight (maximum): 20.25 lb (9.19 kg),Starting weight, without stand: 12.37 lb (5.61 kg),Weight (maximum), without stand: 13.93 lb (6.32 kg), keyboard, mouse, wireless BCMA scanner Honeywell 1952HHD, | CLPV0058 |  |  |  | 0 |  |  |  | 1 | 1 | [12 empty] | 1 | 0 |  | 0 |  | 1 | 1 | [21 empty] | 0
4643236 | U MI CIT | LEVEL 9 | IDF 9-122C | 9-305B | CLINICAL WORKSTATION | 1 |  | 3 |  |  | WORKSTATION |  |  |  | WIRED SPARE |  |  |  | SPARE | [15 empty] | PATIENT ROOM REVIEW | 2024-08-15 |  | 2B | 2025-04-07 | [17 empty] | WSIU3267 |  |  |  | 0 |  |  |  | 1 | 1 | [12 empty] | 1 | 0 |  | 0 |  |  | 1 | [21 empty] | 0
4643572 | U MI CIT | LEVEL 9 | IDF 9-122C | 9-307 | UNIV PATIENT RM | 1 |  | 3 |  |  | WIRED SPARE |  |  |  | WIRED SPARE |  |  |  | WIRED SPARE | [15 empty] | PATIENT ROOM REVIEW | 2024-08-15 | 9-19 | 2B | 2025-04-07 | [21 empty] | 0 | [18 empty] | 0 |  | 0 | [24 empty] | 0
4643588 | U MI CIT | LEVEL 9 | IDF 9-122C | 9-307 | UNIV PATIENT RM | 2 |  | PM |  |  | PHYSIO MONITOR |  |  |  | PHYSIO MONITOR |  |  |  | SPARE | [7 empty] | CAPSULE P-P |  |  |  | CAPSULE |  |  |  | PATIENT ROOM REVIEW | 2024-08-15 | 9-19 | 2B | 2025-04-07 |  |  |  |  | B-450 | EEG - NATUS | [15 empty] | 0 | [18 empty] | 0 |  | 0 | [24 empty] | 0
4643612 | U MI CIT | LEVEL 9 | IDF 9-122C | 9-307 | UNIV PATIENT RM | 5 |  | TV4-NC |  |  | TELEVISION |  |  |  | WIRED SPARE |  |  |  | V-NURSING |  |  |  | WIRED SPARE | [7 empty] | NURSE CALL JACK |  |  |  | PATIENT ROOM REVIEW | 2024-08-15 | 9-19 | 2B | 2025-04-07 | [21 empty] | 0 | [18 empty] | 0 |  | 0 | [24 empty] | 0
8214634 | U MI CIT | LEVEL 9 | IDF 9-122C | 9-307 | UNIV PATIENT RM | 6 |  | 3 |  |  | WORKSTATION |  |  |  | WIRED SPARE |  |  |  | SPARE | [15 empty] | PATIENT ROOM REVIEW | 2024-08-15 | 9-19 | 2B | 2025-04-07 | [15 empty] | 1 | longest arm to chart and view patient, VESA mount for Dell OptiPlex All-in-One: Starting weight: 16.55 lb (7.51 kg),Weight (maximum): 20.25 lb (9.19 kg),Starting weight, without stand: 12.37 lb (5.61 kg),Weight (maximum), without stand: 13.93 lb (6.32 kg), keyboard, mouse, wireless BCMA scanner Honeywell 1952HHD, | CLPV0059 |  |  |  | 0 |  |  |  | 1 | 1 | [12 empty] | 1 | 0 |  | 0 |  | 1 | 1 | [21 empty] | 0
4643219 | U MI CIT | LEVEL 9 | IDF 9-122C | 9-307B | CLINICAL WORKSTATION | 1 |  | 3 |  |  | WORKSTATION |  |  |  | WIRED SPARE |  |  |  | SPARE | [15 empty] | PATIENT ROOM REVIEW | 2024-08-15 |  | 2B | 2025-04-07 | [17 empty] | WSIU3268 |  |  |  | 0 |  |  |  | 1 | 1 | [12 empty] | 1 | 0 |  | 0 |  |  | 1 | [21 empty] | 0
4643505 | U MI CIT | LEVEL 9 | IDF 9-122C | 9-309 | UNIV PATIENT RM | 1 |  | 3 |  |  | WIRED SPARE |  |  |  | WIRED SPARE |  |  |  | WIRED SPARE | [15 empty] | PATIENT ROOM REVIEW | 2024-08-15 | 9-20 | 2B | 2025-04-07 | [21 empty] | 0 | [18 empty] | 0 |  | 0 | [24 empty] | 0
4643521 | U MI CIT | LEVEL 9 | IDF 9-122C | 9-309 | UNIV PATIENT RM | 2 |  | PM |  |  | PHYSIO MONITOR |  |  |  | PHYSIO MONITOR |  |  |  | SPARE | [7 empty] | CAPSULE P-P |  |  |  | CAPSULE |  |  |  | PATIENT ROOM REVIEW | 2024-08-15 | 9-20 | 2B | 2025-04-07 |  |  |  |  | B-450 | EEG - NATUS | [15 empty] | 0 | [18 empty] | 0 |  | 0 | [24 empty] | 0
4643545 | U MI CIT | LEVEL 9 | IDF 9-122C | 9-309 | UNIV PATIENT RM | 5 |  | TV4-NC |  |  | TELEVISION |  |  |  | WIRED SPARE |  |  |  | V-NURSING |  |  |  | WIRED SPARE | [7 empty] | NURSE CALL JACK |  |  |  | PATIENT ROOM REVIEW | 2024-08-15 | 9-20 | 2B | 2025-04-07 | [21 empty] | 0 | [18 empty] | 0 |  | 0 | [24 empty] | 0
8214578 | U MI CIT | LEVEL 9 | IDF 9-122C | 9-309 | UNIV PATIENT RM | 6 |  | 3 |  |  | WORKSTATION |  |  |  | WIRED SPARE |  |  |  | SPARE | [15 empty] | PATIENT ROOM REVIEW | 2024-08-15 | 9-20 | 2B | 2025-04-07 | [15 empty] | 1 | longest arm to chart and view patient, VESA mount for Dell OptiPlex All-in-One: Starting weight: 16.55 lb (7.51 kg),Weight (maximum): 20.25 lb (9.19 kg),Starting weight, without stand: 12.37 lb (5.61 kg),Weight (maximum), without stand: 13.93 lb (6.32 kg), keyboard, mouse, wireless BCMA scanner Honeywell 1952HHD, | CLPV0060 |  |  |  | 0 |  |  |  | 1 | 1 | [12 empty] | 1 | 0 |  | 0 |  | 1 | 1 | [21 empty] | 0
4643204 | U MI CIT | LEVEL 9 | IDF 9-122C | 9-309B | CLINICAL WORKSTATION | 1 |  | 3 |  |  | WORKSTATION |  |  |  | WIRED SPARE |  |  |  | SPARE | [15 empty] | PATIENT ROOM REVIEW | 2024-08-15 |  | 2B | 2025-04-07 | [17 empty] | WSIU3269 |  |  |  | 0 |  |  |  | 1 | 1 | [12 empty] | 1 | 0 |  | 0 |  |  | 1 | [21 empty] | 0
4643438 | U MI CIT | LEVEL 9 | IDF 9-334C | 9-311 | UNIV PATIENT RM | 1 |  | 3 |  |  | WIRED SPARE |  |  |  | WIRED SPARE |  |  |  | WIRED SPARE | [15 empty] | PATIENT ROOM REVIEW | 2024-08-15 | 9-21 | 2B | 2025-04-07 | [21 empty] | 0 | [18 empty] | 0 |  | 0 | [24 empty] | 0
4643454 | U MI CIT | LEVEL 9 | IDF 9-334C | 9-311 | UNIV PATIENT RM | 2 |  | PM |  |  | PHYSIO MONITOR |  |  |  | PHYSIO MONITOR |  |  |  | SPARE | [7 empty] | CAPSULE P-P |  |  |  | CAPSULE |  |  |  | PATIENT ROOM REVIEW | 2024-08-15 | 9-21 | 2B | 2025-04-07 |  |  |  |  | B-450 | EEG - NATUS | [15 empty] | 0 | [18 empty] | 0 |  | 0 | [24 empty] | 0
4643478 | U MI CIT | LEVEL 9 | IDF 9-334C | 9-311 | UNIV PATIENT RM | 5 |  | TV4-NC |  |  | TELEVISION |  |  |  | WIRED SPARE |  |  |  | V-NURSING |  |  |  | WIRED SPARE | [7 empty] | NURSE CALL JACK |  |  |  | PATIENT ROOM REVIEW | 2024-08-15 | 9-21 | 2B | 2025-04-07 | [21 empty] | 0 | [18 empty] | 0 |  | 0 | [24 empty] | 0
8214238 | U MI CIT | LEVEL 9 | IDF 9-334C | 9-311 | UNIV PATIENT RM | 6 |  | 3 |  |  | WORKSTATION |  |  |  | WIRED SPARE |  |  |  | SPARE | [15 empty] | PATIENT ROOM REVIEW | 2024-08-15 | 9-21 | 2B | 2025-04-07 | [15 empty] | 1 | longest arm to chart and view patient, VESA mount for Dell OptiPlex All-in-One: Starting weight: 16.55 lb (7.51 kg),Weight (maximum): 20.25 lb (9.19 kg),Starting weight, without stand: 12.37 lb (5.61 kg),Weight (maximum), without stand: 13.93 lb (6.32 kg), keyboard, mouse, wireless BCMA scanner Honeywell 1952HHD, | CLPV0061 |  |  |  | 0 |  |  |  | 1 | 1 | [12 empty] | 1 | 0 |  | 0 |  | 1 | 1 | [21 empty] | 0
4643187 | U MI CIT | LEVEL 9 | IDF 9-334C | 9-311B | CLINICAL WORKSTATION | 1 |  | 3 |  |  | WORKSTATION |  |  |  | WIRED SPARE |  |  |  | SPARE | [15 empty] | PATIENT ROOM REVIEW | 2024-08-15 |  | 2B | 2025-04-07 | [17 empty] | WSIU3270 |  |  |  | 0 |  |  |  | 1 | 1 | [12 empty] | 1 | 0 |  | 0 |  |  | 1 | [21 empty] | 0
4643373 | U MI CIT | LEVEL 9 | IDF 9-334C | 9-313 | UNIV PATIENT RM | 1 |  | 3 |  |  | WIRED SPARE |  |  |  | WIRED SPARE |  |  |  | WIRED SPARE | [15 empty] | PATIENT ROOM REVIEW | 2024-08-15 | 9-22 | 2B | 2025-04-07 | [21 empty] | 0 | [18 empty] | 0 |  | 0 | [24 empty] | 0
4643389 | U MI CIT | LEVEL 9 | IDF 9-334C | 9-313 | UNIV PATIENT RM | 2 |  | PM |  |  | PHYSIO MONITOR |  |  |  | PHYSIO MONITOR |  |  |  | SPARE | [7 empty] | CAPSULE P-P |  |  |  | CAPSULE |  |  |  | PATIENT ROOM REVIEW | 2024-08-15 | 9-22 | 2B | 2025-04-07 |  |  |  |  | B-450 | EEG - NATUS | [15 empty] | 0 | [18 empty] | 0 |  | 0 | [24 empty] | 0
4643413 | U MI CIT | LEVEL 9 | IDF 9-334C | 9-313 | UNIV PATIENT RM | 5 |  | TV4-NC |  |  | TELEVISION |  |  |  | WIRED SPARE |  |  |  | V-NURSING |  |  |  | WIRED SPARE | [7 empty] | NURSE CALL JACK |  |  |  | PATIENT ROOM REVIEW | 2024-08-15 | 9-22 | 2B | 2025-04-07 | [21 empty] | 0 | [18 empty] | 0 |  | 0 | [24 empty] | 0
8214206 | U MI CIT | LEVEL 9 | IDF 9-334C | 9-313 | UNIV PATIENT RM | 6 |  | 3 |  |  | WORKSTATION |  |  |  | WIRED SPARE |  |  |  | SPARE | [15 empty] | PATIENT ROOM REVIEW | 2024-08-15 | 9-22 | 2B | 2025-04-07 | [15 empty] | 1 | longest arm to chart and view patient, VESA mount for Dell OptiPlex All-in-One: Starting weight: 16.55 lb (7.51 kg),Weight (maximum): 20.25 lb (9.19 kg),Starting weight, without stand: 12.37 lb (5.61 kg),Weight (maximum), without stand: 13.93 lb (6.32 kg), keyboard, mouse, wireless BCMA scanner Honeywell 1952HHD, | CLPV0062 |  |  |  | 0 |  |  |  | 1 | 1 | [12 empty] | 1 | 0 |  | 0 |  | 1 | 1 | [21 empty] | 0
4643170 | U MI CIT | LEVEL 9 | IDF 9-334C | 9-313B | CLINICAL WORKSTATION | 1 |  | 3 |  |  | WORKSTATION |  |  |  | WIRED SPARE |  |  |  | SPARE | [15 empty] | PATIENT ROOM REVIEW | 2024-08-15 |  | 2B | 2025-04-07 | [17 empty] | WSIU3271 |  |  |  | 0 |  |  |  | 1 | 1 | [12 empty] | 1 | 0 |  | 0 |  |  | 1 | [21 empty] | 0
4642409 | U MI CIT | LEVEL 9 | IDF 9-334C | 9-315 | UNIV PATIENT RM | 1 |  | 3 |  |  | WIRED SPARE |  |  |  | WIRED SPARE |  |  |  | WIRED SPARE | [15 empty] | PATIENT ROOM REVIEW | 2024-08-15 | 9-23 | 2B | 2025-04-07 | [21 empty] | 0 | [18 empty] | 0 |  | 0 | [24 empty] | 0
4642603 | U MI CIT | LEVEL 9 | IDF 9-334C | 9-315 | UNIV PATIENT RM | 2 |  | PM |  |  | PHYSIO MONITOR |  |  |  | PHYSIO MONITOR |  |  |  | SPARE | [7 empty] | CAPSULE P-P |  |  |  | CAPSULE |  |  |  | PATIENT ROOM REVIEW | 2024-08-15 | 9-23 | 2B | 2025-04-07 |  |  |  |  | B-450 | EEG - NATUS | [15 empty] | 0 | [18 empty] | 0 |  | 0 | [24 empty] | 0
4642864 | U MI CIT | LEVEL 9 | IDF 9-334C | 9-315 | UNIV PATIENT RM | 5 |  | TV4-NC |  |  | TELEVISION |  |  |  | WIRED SPARE |  |  |  | V-NURSING |  |  |  | WIRED SPARE | [7 empty] | NURSE CALL JACK |  |  |  | PATIENT ROOM REVIEW | 2024-08-15 | 9-23 | 2B | 2025-04-07 | [21 empty] | 0 | [18 empty] | 0 |  | 0 | [24 empty] | 0
8212033 | U MI CIT | LEVEL 9 | IDF 9-334C | 9-315 | UNIV PATIENT RM | 6 |  | 3 |  |  | WORKSTATION |  |  |  | WIRED SPARE |  |  |  | SPARE | [15 empty] | PATIENT ROOM REVIEW | 2024-08-15 | 9-23 | 2B | 2025-04-07 | [15 empty] | 1 | longest arm to chart and view patient, VESA mount for Dell OptiPlex All-in-One: Starting weight: 16.55 lb (7.51 kg),Weight (maximum): 20.25 lb (9.19 kg),Starting weight, without stand: 12.37 lb (5.61 kg),Weight (maximum), without stand: 13.93 lb (6.32 kg), keyboard, mouse, wireless BCMA scanner Honeywell 1952HHD, | CLPV0063 |  |  |  | 0 |  |  |  | 1 | 1 | [12 empty] | 1 | 0 |  | 0 |  | 1 | 1 | [21 empty] | 0
4643072 | U MI CIT | LEVEL 9 | IDF 9-334C | 9-315B | CLINICAL WORKSTATION | 1 |  | 3 |  |  | WORKSTATION |  |  |  | WIRED SPARE |  |  |  | SPARE | [15 empty] | PATIENT ROOM REVIEW | 2024-08-15 |  | 2B | 2025-04-07 | [17 empty] | WSIU3272 |  |  |  | 0 |  |  |  | 1 | 1 | [12 empty] | 1 | 0 |  | 0 |  |  | 1 | [21 empty] | 0
4642087 | U MI CIT | LEVEL 9 | IDF 9-334C | 9-317 | UNIV ISO PATIENT RM | 1 |  | 3 |  |  | WIRED SPARE |  |  |  | WIRED SPARE |  |  |  | WIRED SPARE | [15 empty] | PATIENT ROOM REVIEW | 2024-08-15 | 9-24 | 2B | 2025-04-07 | [21 empty] | 0 | [18 empty] | 0 |  | 0 | [24 empty] | 0
4642055 | U MI CIT | LEVEL 9 | IDF 9-334C | 9-317 | UNIV ISO PATIENT RM | 2 |  | PM |  |  | PHYSIO MONITOR |  |  |  | PHYSIO MONITOR |  |  |  | SPARE | [7 empty] | CAPSULE P-P |  |  |  | CAPSULE |  |  |  | PATIENT ROOM REVIEW | 2024-08-15 | 9-24 | 2B | 2025-04-07 |  |  |  |  | B-450 | EEG - NATUS | [15 empty] | 0 | [18 empty] | 0 |  | 0 | [24 empty] | 0
4642118 | U MI CIT | LEVEL 9 | IDF 9-334C | 9-317 | UNIV ISO PATIENT RM | 5 |  | TV4-NC |  |  | TELEVISION |  |  |  | WIRED SPARE |  |  |  | V-NURSING |  |  |  | WIRED SPARE | [7 empty] | NURSE CALL JACK |  |  |  | PATIENT ROOM REVIEW | 2024-08-15 | 9-24 | 2B | 2025-04-07 | [21 empty] | 0 | [18 empty] | 0 |  | 0 | [24 empty] | 0
10857857 | U MI CIT | LEVEL 9 | IDF 9-334C | 9-317 | UNIV ISO PATIENT RM | 6 |  | 3 |  |  | WORKSTATION |  |  |  | WIRED SPARE |  |  |  | SPARE | [15 empty] | PATIENT ROOM REVIEW | 2024-08-15 | 9-24 | 2B | 2025-04-07 | [15 empty] | 1 | longest arm to chart and view patient, VESA mount for Dell OptiPlex All-in-One: Starting weight: 16.55 lb (7.51 kg),Weight (maximum): 20.25 lb (9.19 kg),Starting weight, without stand: 12.37 lb (5.61 kg),Weight (maximum), without stand: 13.93 lb (6.32 kg), keyboard, mouse, wireless BCMA scanner Honeywell 1952HHD, | CLPV0039 |  |  |  | 0 |  |  |  | 1 | 1 | [12 empty] | 1 | 0 |  | 0 |  | 1 | 1 | [21 empty] | 0
4660091 | U MI CIT | LEVEL 9 | IDF 9-334C | 9-319 | UNIV PATIENT RM | 1 |  | 3 |  |  | WIRED SPARE |  |  |  | WIRED SPARE |  |  |  | WIRED SPARE | [15 empty] | PATIENT ROOM REVIEW | 2024-08-15 | 9-25 | 2B | 2025-04-07 | [21 empty] | 0 | [18 empty] | 0 |  | 0 | [24 empty] | 0
4660077 | U MI CIT | LEVEL 9 | IDF 9-334C | 9-319 | UNIV PATIENT RM | 2 |  | PM |  |  | PHYSIO MONITOR |  |  |  | PHYSIO MONITOR |  |  |  | SPARE | [7 empty] | CAPSULE P-P |  |  |  | CAPSULE |  |  |  | PATIENT ROOM REVIEW | 2024-08-15 | 9-25 | 2B | 2025-04-07 |  |  |  |  | B-450 | EEG - NATUS | [15 empty] | 0 | [18 empty] | 0 |  | 0 | [24 empty] | 0
4660105 | U MI CIT | LEVEL 9 | IDF 9-334C | 9-319 | UNIV PATIENT RM | 5 |  | TV4-NC |  |  | TELEVISION |  |  |  | WIRED SPARE |  |  |  | V-NURSING |  |  |  | WIRED SPARE | [7 empty] | NURSE CALL JACK |  |  |  | PATIENT ROOM REVIEW | 2024-08-15 | 9-25 | 2B | 2025-04-07 | [21 empty] | 0 | [18 empty] | 0 |  | 0 | [24 empty] | 0
8212126 | U MI CIT | LEVEL 9 | IDF 9-334C | 9-319 | UNIV PATIENT RM | 6 |  | 3 |  |  | WORKSTATION |  |  |  | WIRED SPARE |  |  |  | SPARE | [15 empty] | PATIENT ROOM REVIEW | 2024-08-15 | 9-25 | 2B | 2025-04-07 | [15 empty] | 1 | longest arm to chart and view patient, VESA mount for Dell OptiPlex All-in-One: Starting weight: 16.55 lb (7.51 kg),Weight (maximum): 20.25 lb (9.19 kg),Starting weight, without stand: 12.37 lb (5.61 kg),Weight (maximum), without stand: 13.93 lb (6.32 kg), keyboard, mouse, wireless BCMA scanner Honeywell 1952HHD, | CLPV0064 |  |  |  | 0 |  |  |  | 1 | 1 | [12 empty] | 1 | 0 |  | 0 |  | 1 | 1 | [21 empty] | 0
4641421 | U MI CIT | LEVEL 9 | IDF 9-334C | 9-319B | CLINICAL WORKSTATION | 1 |  | 3 |  |  | WORKSTATION |  |  |  | WIRED SPARE |  |  |  | SPARE | [15 empty] | PATIENT ROOM REVIEW | 2024-08-15 |  | 2B | 2025-04-07 | [17 empty] | WSIU3273 |  |  |  | 0 |  |  |  | 1 | 1 | [12 empty] | 1 | 0 |  | 0 |  |  | 1 | [21 empty] | 0
4660039 | U MI CIT | LEVEL 9 | IDF 9-334C | 9-321 | UNIV PATIENT RM | 1 |  | 3 |  |  | WIRED SPARE |  |  |  | WIRED SPARE |  |  |  | WIRED SPARE | [15 empty] | PATIENT ROOM REVIEW | 2024-08-15 | 9-26 | 2B | 2025-04-07 | [21 empty] | 0 | [18 empty] | 0 |  | 0 | [24 empty] | 0
4660025 | U MI CIT | LEVEL 9 | IDF 9-334C | 9-321 | UNIV PATIENT RM | 2 |  | PM |  |  | PHYSIO MONITOR |  |  |  | PHYSIO MONITOR |  |  |  | SPARE | [7 empty] | CAPSULE P-P |  |  |  | CAPSULE |  |  |  | PATIENT ROOM REVIEW | 2024-08-15 | 9-26 | 2B | 2025-04-07 |  |  |  |  | B-450 | EEG - NATUS | [15 empty] | 0 | [18 empty] | 0 |  | 0 | [24 empty] | 0
4660053 | U MI CIT | LEVEL 9 | IDF 9-334C | 9-321 | UNIV PATIENT RM | 5 |  | TV4-NC |  |  | TELEVISION |  |  |  | WIRED SPARE |  |  |  | V-NURSING |  |  |  | WIRED SPARE | [7 empty] | NURSE CALL JACK |  |  |  | PATIENT ROOM REVIEW | 2024-08-15 | 9-26 | 2B | 2025-04-07 | [21 empty] | 0 | [18 empty] | 0 |  | 0 | [24 empty] | 0
8212173 | U MI CIT | LEVEL 9 | IDF 9-334C | 9-321 | UNIV PATIENT RM | 6 |  | 3 |  |  | WORKSTATION |  |  |  | WIRED SPARE |  |  |  | SPARE | [15 empty] | PATIENT ROOM REVIEW | 2024-08-15 | 9-26 | 2B | 2025-04-07 | [15 empty] | 1 | longest arm to chart and view patient, VESA mount for Dell OptiPlex All-in-One: Starting weight: 16.55 lb (7.51 kg),Weight (maximum): 20.25 lb (9.19 kg),Starting weight, without stand: 12.37 lb (5.61 kg),Weight (maximum), without stand: 13.93 lb (6.32 kg), keyboard, mouse, wireless BCMA scanner Honeywell 1952HHD, | CLPV0065 |  |  |  | 0 |  |  |  | 1 | 1 | [12 empty] | 1 | 0 |  | 0 |  | 1 | 1 | [21 empty] | 0
4641335 | U MI CIT | LEVEL 9 | IDF 9-334C | 9-321B | CLINICAL WORKSTATION | 1 |  | 3 |  |  | WORKSTATION |  |  |  | WIRED SPARE |  |  |  | SPARE | [15 empty] | PATIENT ROOM REVIEW | 2024-08-15 |  | 2B | 2025-04-07 | [17 empty] | WSIU3274 |  |  |  | 0 |  |  |  | 1 | 1 | [12 empty] | 1 | 0 |  | 0 |  |  | 1 | [21 empty] | 0
4659989 | U MI CIT | LEVEL 9 | IDF 9-334C | 9-323 | UNIV PATIENT RM | 1 |  | 3 |  |  | WIRED SPARE |  |  |  | WIRED SPARE |  |  |  | WIRED SPARE | [15 empty] | PATIENT ROOM REVIEW | 2024-08-15 | 9-27 | 2B | 2025-04-07 | [21 empty] | 0 | [18 empty] | 0 |  | 0 | [24 empty] | 0
4659975 | U MI CIT | LEVEL 9 | IDF 9-334C | 9-323 | UNIV PATIENT RM | 2 |  | PM |  |  | PHYSIO MONITOR |  |  |  | PHYSIO MONITOR |  |  |  | SPARE | [7 empty] | CAPSULE P-P |  |  |  | CAPSULE |  |  |  | PATIENT ROOM REVIEW | 2024-08-15 | 9-27 | 2B | 2025-04-07 |  |  |  |  | B-450 | EEG - NATUS | [15 empty] | 0 | [18 empty] | 0 |  | 0 | [24 empty] | 0
4660003 | U MI CIT | LEVEL 9 | IDF 9-334C | 9-323 | UNIV PATIENT RM | 5 |  | TV4-NC |  |  | TELEVISION |  |  |  | WIRED SPARE |  |  |  | V-NURSING |  |  |  | WIRED SPARE | [7 empty] | NURSE CALL JACK |  |  |  | PATIENT ROOM REVIEW | 2024-08-15 | 9-27 | 2B | 2025-04-07 | [21 empty] | 0 | [18 empty] | 0 |  | 0 | [24 empty] | 0
8212205 | U MI CIT | LEVEL 9 | IDF 9-334C | 9-323 | UNIV PATIENT RM | 6 |  | 3 |  |  | WORKSTATION |  |  |  | WIRED SPARE |  |  |  | SPARE | [15 empty] | PATIENT ROOM REVIEW | 2024-08-15 | 9-27 | 2B | 2025-04-07 | [15 empty] | 1 | longest arm to chart and view patient, VESA mount for Dell OptiPlex All-in-One: Starting weight: 16.55 lb (7.51 kg),Weight (maximum): 20.25 lb (9.19 kg),Starting weight, without stand: 12.37 lb (5.61 kg),Weight (maximum), without stand: 13.93 lb (6.32 kg), keyboard, mouse, wireless BCMA scanner Honeywell 1952HHD, | CLPV0066 |  |  |  | 0 |  |  |  | 1 | 1 | [12 empty] | 1 | 0 |  | 0 |  | 1 | 1 | [21 empty] | 0
4641249 | U MI CIT | LEVEL 9 | IDF 9-334C | 9-323B | CLINICAL WORKSTATION | 1 |  | 3 |  |  | WORKSTATION |  |  |  | WIRED SPARE |  |  |  | SPARE | [15 empty] | PATIENT ROOM REVIEW | 2024-08-15 |  | 2B | 2025-04-07 | [17 empty] | WSIU3275 |  |  |  | 0 |  |  |  | 1 | 1 | [12 empty] | 1 | 0 |  | 0 |  |  | 1 | [21 empty] | 0
4659937 | U MI CIT | LEVEL 9 | IDF 9-334C | 9-325 | UNIV PATIENT RM | 1 |  | 3 |  |  | WIRED SPARE |  |  |  | WIRED SPARE |  |  |  | WIRED SPARE | [15 empty] | PATIENT ROOM REVIEW | 2024-08-15 | 9-28 | 2B | 2025-04-07 | [21 empty] | 0 | [18 empty] | 0 |  | 0 | [24 empty] | 0
4659923 | U MI CIT | LEVEL 9 | IDF 9-334C | 9-325 | UNIV PATIENT RM | 2 |  | PM |  |  | PHYSIO MONITOR |  |  |  | PHYSIO MONITOR |  |  |  | SPARE | [7 empty] | CAPSULE P-P |  |  |  | CAPSULE |  |  |  | PATIENT ROOM REVIEW | 2024-08-15 | 9-28 | 2B | 2025-04-07 |  |  |  |  | B-450 | EEG - NATUS | [15 empty] | 0 | [18 empty] | 0 |  | 0 | [24 empty] | 0
4659951 | U MI CIT | LEVEL 9 | IDF 9-334C | 9-325 | UNIV PATIENT RM | 5 |  | TV4-NC |  |  | TELEVISION |  |  |  | WIRED SPARE |  |  |  | V-NURSING |  |  |  | WIRED SPARE | [7 empty] | NURSE CALL JACK |  |  |  | PATIENT ROOM REVIEW | 2024-08-15 | 9-28 | 2B | 2025-04-07 | [21 empty] | 0 | [18 empty] | 0 |  | 0 | [24 empty] | 0
8212235 | U MI CIT | LEVEL 9 | IDF 9-334C | 9-325 | UNIV PATIENT RM | 6 |  | 3 |  |  | WORKSTATION |  |  |  | WIRED SPARE |  |  |  | SPARE | [15 empty] | PATIENT ROOM REVIEW | 2024-08-15 | 9-28 | 2B | 2025-04-07 | [15 empty] | 1 | longest arm to chart and view patient, VESA mount for Dell OptiPlex All-in-One: Starting weight: 16.55 lb (7.51 kg),Weight (maximum): 20.25 lb (9.19 kg),Starting weight, without stand: 12.37 lb (5.61 kg),Weight (maximum), without stand: 13.93 lb (6.32 kg), keyboard, mouse, wireless BCMA scanner Honeywell 1952HHD, | CLPV0067 |  |  |  | 0 |  |  |  | 1 | 1 | [12 empty] | 1 | 0 |  | 0 |  | 1 | 1 | [21 empty] | 0
4641163 | U MI CIT | LEVEL 9 | IDF 9-334C | 9-325B | CLINICAL WORKSTATION | 1 |  | 3 |  |  | WORKSTATION |  |  |  | WIRED SPARE |  |  |  | SPARE | [15 empty] | PATIENT ROOM REVIEW | 2024-08-15 |  | 2B | 2025-04-07 | [17 empty] | WSIU3276 |  |  |  | 0 |  |  |  | 1 | 1 | [12 empty] | 1 | 0 |  | 0 |  |  | 1 | [21 empty] | 0
4659885 | U MI CIT | LEVEL 9 | IDF 9-438C | 9-327 | UNIV PATIENT RM | 1 |  | 3 |  |  | WIRED SPARE |  |  |  | WIRED SPARE |  |  |  | WIRED SPARE | [15 empty] | PATIENT ROOM REVIEW | 2024-08-15 | 9-29 | 2B | 2025-04-07 | [21 empty] | 0 | [18 empty] | 0 |  | 0 | [24 empty] | 0
4659871 | U MI CIT | LEVEL 9 | IDF 9-438C | 9-327 | UNIV PATIENT RM | 2 |  | PM |  |  | PHYSIO MONITOR |  |  |  | PHYSIO MONITOR |  |  |  | SPARE | [7 empty] | CAPSULE P-P |  |  |  | CAPSULE |  |  |  | PATIENT ROOM REVIEW | 2024-08-15 | 9-29 | 2B | 2025-04-07 |  |  |  |  | B-450 | EEG - NATUS | [15 empty] | 0 | [18 empty] | 0 |  | 0 | [24 empty] | 0
4659899 | U MI CIT | LEVEL 9 | IDF 9-438C | 9-327 | UNIV PATIENT RM | 5 |  | TV4-NC |  |  | TELEVISION |  |  |  | WIRED SPARE |  |  |  | V-NURSING |  |  |  | WIRED SPARE | [7 empty] | NURSE CALL JACK |  |  |  | PATIENT ROOM REVIEW | 2024-08-15 | 9-29 | 2B | 2025-04-07 | [21 empty] | 0 | [18 empty] | 0 |  | 0 | [24 empty] | 0
8212275 | U MI CIT | LEVEL 9 | IDF 9-438C | 9-327 | UNIV PATIENT RM | 6 |  | 3 |  |  | WORKSTATION |  |  |  | WIRED SPARE |  |  |  | SPARE | [15 empty] | PATIENT ROOM REVIEW | 2024-08-15 | 9-29 | 2B | 2025-04-07 | [15 empty] | 1 | longest arm to chart and view patient, VESA mount for Dell OptiPlex All-in-One: Starting weight: 16.55 lb (7.51 kg),Weight (maximum): 20.25 lb (9.19 kg),Starting weight, without stand: 12.37 lb (5.61 kg),Weight (maximum), without stand: 13.93 lb (6.32 kg), keyboard, mouse, wireless BCMA scanner Honeywell 1952HHD, | CLPV0068 |  |  |  | 0 |  |  |  | 1 | 1 | [12 empty] | 1 | 0 |  | 0 |  | 1 | 1 | [21 empty] | 0
4641077 | U MI CIT | LEVEL 9 | IDF 9-438C | 9-327B | CLINICAL WORKSTATION | 1 |  | 3 |  |  | WORKSTATION |  |  |  | WIRED SPARE |  |  |  | SPARE | [15 empty] | PATIENT ROOM REVIEW | 2024-08-15 |  | 2B | 2025-04-07 | [17 empty] | WSIU3277 |  |  |  | 0 |  |  |  | 1 | 1 | [12 empty] | 1 | 0 |  | 0 |  |  | 1 | [21 empty] | 0
4659835 | U MI CIT | LEVEL 9 | IDF 9-438C | 9-329 | UNIV PATIENT RM | 1 |  | 3 |  |  | WIRED SPARE |  |  |  | WIRED SPARE |  |  |  | WIRED SPARE | [15 empty] | PATIENT ROOM REVIEW | 2024-08-15 | 9-30 | 2B | 2025-04-07 | [21 empty] | 0 | [18 empty] | 0 |  | 0 | [24 empty] | 0
4659821 | U MI CIT | LEVEL 9 | IDF 9-438C | 9-329 | UNIV PATIENT RM | 2 |  | PM |  |  | PHYSIO MONITOR |  |  |  | PHYSIO MONITOR |  |  |  | SPARE | [7 empty] | CAPSULE P-P |  |  |  | CAPSULE |  |  |  | PATIENT ROOM REVIEW | 2024-08-15 | 9-30 | 2B | 2025-04-07 |  |  |  |  | B-450 | EEG - NATUS | [15 empty] | 0 | [18 empty] | 0 |  | 0 | [24 empty] | 0
4659849 | U MI CIT | LEVEL 9 | IDF 9-438C | 9-329 | UNIV PATIENT RM | 5 |  | TV4-NC |  |  | TELEVISION |  |  |  | WIRED SPARE |  |  |  | V-NURSING |  |  |  | WIRED SPARE | [7 empty] | NURSE CALL JACK |  |  |  | PATIENT ROOM REVIEW | 2024-08-15 | 9-30 | 2B | 2025-04-07 | [21 empty] | 0 | [18 empty] | 0 |  | 0 | [24 empty] | 0
8212325 | U MI CIT | LEVEL 9 | IDF 9-438C | 9-329 | UNIV PATIENT RM | 6 |  | 3 |  |  | WORKSTATION |  |  |  | WIRED SPARE |  |  |  | SPARE | [15 empty] | PATIENT ROOM REVIEW | 2024-08-15 | 9-30 | 2B | 2025-04-07 | [15 empty] | 1 | longest arm to chart and view patient, VESA mount for Dell OptiPlex All-in-One: Starting weight: 16.55 lb (7.51 kg),Weight (maximum): 20.25 lb (9.19 kg),Starting weight, without stand: 12.37 lb (5.61 kg),Weight (maximum), without stand: 13.93 lb (6.32 kg), keyboard, mouse, wireless BCMA scanner Honeywell 1952HHD, | CLPV0069 |  |  |  | 0 |  |  |  | 1 | 1 | [12 empty] | 1 | 0 |  | 0 |  | 1 | 1 | [21 empty] | 0
4640905 | U MI CIT | LEVEL 9 | IDF 9-438C | 9-329B | CLINICAL WORKSTATION | 1 |  | 3 |  |  | WORKSTATION |  |  |  | WIRED SPARE |  |  |  | SPARE | [15 empty] | PATIENT ROOM REVIEW | 2024-08-15 |  | 2B | 2025-04-07 | [17 empty] | WSIU3278 |  |  |  | 0 |  |  |  | 1 | 1 | [12 empty] | 1 | 0 |  | 0 |  |  | 1 | [21 empty] | 0
4640742 | U MI CIT | LEVEL 9 | IDF 9-438C | 9-331 | UNIV PATIENT RM | 1 |  | 3 |  |  | WIRED SPARE |  |  |  | WIRED SPARE |  |  |  | WIRED SPARE | [15 empty] | PATIENT ROOM REVIEW | 2024-08-15 | 9-31 | 2B | 2025-04-07 | [21 empty] | 0 | [18 empty] | 0 |  | 0 | [24 empty] | 0
8212477 | U MI CIT | LEVEL 9 | IDF 9-438C | 9-331 | UNIV PATIENT RM | 6 |  | 3 |  |  | WORKSTATION |  |  |  | WIRED SPARE |  |  |  | SPARE | [15 empty] | PATIENT ROOM REVIEW | 2024-08-15 | 9-31 | 2B | 2025-04-07 | [15 empty] | 1 | longest arm to chart and view patient, VESA mount for Dell OptiPlex All-in-One: Starting weight: 16.55 lb (7.51 kg),Weight (maximum): 20.25 lb (9.19 kg),Starting weight, without stand: 12.37 lb (5.61 kg),Weight (maximum), without stand: 13.93 lb (6.32 kg), keyboard, mouse, wireless BCMA scanner Honeywell 1952HHD, | CLPV0070 |  |  |  | 0 |  |  |  | 1 | 1 | [12 empty] | 1 | 0 |  | 0 |  | 1 | 1 | [21 empty] | 0
4640710 | U MI CIT | LEVEL 9 | IDF 9-438C | 9-331 | UNIV PATIENT RM | 2 |  | PM |  |  | PHYSIO MONITOR |  |  |  | PHYSIO MONITOR |  |  |  | SPARE | [7 empty] | CAPSULE P-P |  |  |  | CAPSULE |  |  |  | PATIENT ROOM REVIEW | 2024-08-15 | 9-31 | 2B | 2025-04-07 |  |  |  |  | B-450 | EEG - NATUS | [15 empty] | 0 | [18 empty] | 0 |  | 0 | [24 empty] | 0
4658165 | U MI CIT | LEVEL 9 | IDF 9-438C | 9-331 | UNIV PATIENT RM | 5 |  | TV4-NC |  |  | TELEVISION |  |  |  | WIRED SPARE |  |  |  | V-NURSING |  |  |  | WIRED SPARE | [7 empty] | NURSE CALL JACK |  |  |  | PATIENT ROOM REVIEW | 2024-08-15 | 9-31 | 2B | 2025-04-07 | [21 empty] | 0 | [18 empty] | 0 |  | 0 | [24 empty] | 0
4640773 | U MI CIT | LEVEL 9 | IDF 9-438C | 9-331B | CLINICAL WORKSTATION | 1 |  | 3 |  |  | WORKSTATION |  |  |  | WIRED SPARE |  |  |  | SPARE | [15 empty] | PATIENT ROOM REVIEW | 2024-08-15 |  | 2B | 2025-04-07 | [17 empty] | WSIU3279 |  |  |  | 0 |  |  |  | 1 | 1 | [12 empty] | 1 | 0 |  | 0 |  |  | 1 | [21 empty] | 0
4478925 | U MI CIT | LEVEL 9 | IDF 9-438C | 9-333 | UNIV ISO PATIENT RM ADA | 1 |  | 3 |  |  | WIRED SPARE |  |  |  | WIRED SPARE |  |  |  | WIRED SPARE | [15 empty] | PATIENT ROOM REVIEW | 2024-08-15 | 9-32 | 2B | 2025-04-07 | [21 empty] | 0 | [18 empty] | 0 |  | 0 | [24 empty] | 0
4479159 | U MI CIT | LEVEL 9 | IDF 9-438C | 9-333 | UNIV ISO PATIENT RM ADA | 6 |  | 3 |  |  | WORKSTATION |  |  |  | WIRED SPARE |  |  |  | SPARE | [15 empty] | PATIENT ROOM REVIEW | 2024-08-15 | 9-32 | 2B | 2025-04-07 | [15 empty] | 1 | longest arm to chart and view patient, VESA mount for Dell OptiPlex All-in-One: Starting weight: 16.55 lb (7.51 kg),Weight (maximum): 20.25 lb (9.19 kg),Starting weight, without stand: 12.37 lb (5.61 kg),Weight (maximum), without stand: 13.93 lb (6.32 kg), keyboard, mouse, wireless BCMA scanner Honeywell 1952HHD, | CLPV0041 |  |  |  | 0 |  |  |  | 1 | 1 | [12 empty] | 1 | 0 |  | 0 |  | 1 | 1 | [21 empty] | 0
4478743 | U MI CIT | LEVEL 9 | IDF 9-438C | 9-333 | UNIV ISO PATIENT RM ADA | 2 |  | PM |  |  | PHYSIO MONITOR |  |  |  | PHYSIO MONITOR |  |  |  | SPARE | [7 empty] | CAPSULE P-P |  |  |  | CAPSULE |  |  |  | PATIENT ROOM REVIEW | 2024-08-15 | 9-32 | 2B | 2025-04-07 |  |  |  |  | B-450 | EEG - NATUS | [15 empty] | 0 | [18 empty] | 0 |  | 0 | [24 empty] | 0
4479386 | U MI CIT | LEVEL 9 | IDF 9-438C | 9-333 | UNIV ISO PATIENT RM ADA | 5 |  | TV4-NC |  |  | TELEVISION |  |  |  | WIRED SPARE |  |  |  | V-NURSING |  |  |  | WIRED SPARE | [7 empty] | NURSE CALL JACK |  |  |  | PATIENT ROOM REVIEW | 2024-08-15 | 9-32 | 2B | 2025-04-07 | [21 empty] | 0 | [18 empty] | 0 |  | 0 | [24 empty] | 0
4479552 | U MI CIT | LEVEL 9 | IDF 9-438C | 9-333B | CLINICAL WORKSTATION | 1 |  | 3 |  |  | WORKSTATION |  |  |  | WIRED SPARE |  |  |  | SPARE | [15 empty] | PATIENT ROOM REVIEW | 2024-08-15 |  | 2B | 2025-04-07 | [17 empty] | WSIU3280 |  |  |  | 0 |  |  |  | 1 | 1 | [12 empty] | 1 | 0 |  | 0 |  |  | 1 | [21 empty] | 0
6623992 | U MI CIT | LEVEL 9 | IDF 9-438C | 9-401 | UNIV PATIENT RM | 1 |  | 3 |  |  | WIRED SPARE |  |  |  | WIRED SPARE |  |  |  | WIRED SPARE | [15 empty] | PATIENT ROOM REVIEW | 2024-08-15 | 9-33 | 2B | 2025-04-07 | [21 empty] | 0 | [18 empty] | 0 |  | 0 | [24 empty] | 0
4657124 | U MI CIT | LEVEL 9 | IDF 9-438C | 9-401 | UNIV PATIENT RM | 2 |  | PM |  |  | PHYSIO MONITOR |  |  |  | PHYSIO MONITOR |  |  |  | SPARE | [7 empty] | CAPSULE P-P |  |  |  | CAPSULE |  |  |  | PATIENT ROOM REVIEW | 2024-08-15 | 9-33 | 2B | 2025-04-07 |  |  |  |  | B-450 | EEG - NATUS | [15 empty] | 0 | [18 empty] | 0 |  | 0 | [24 empty] | 0
4657180 | U MI CIT | LEVEL 9 | IDF 9-438C | 9-401 | UNIV PATIENT RM | 5 |  | TV4-NC |  |  | TELEVISION |  |  |  | WIRED SPARE |  |  |  | V-NURSING |  |  |  | WIRED SPARE | [7 empty] | NURSE CALL JACK |  |  |  | PATIENT ROOM REVIEW | 2024-08-15 | 9-33 | 2B | 2025-04-07 | [21 empty] | 0 | [18 empty] | 0 |  | 0 | [24 empty] | 0
8209539 | U MI CIT | LEVEL 9 | IDF 9-438C | 9-401 | UNIV PATIENT RM | 6 |  | 3 |  |  | WORKSTATION |  |  |  | WIRED SPARE |  |  |  | SPARE | [15 empty] | PATIENT ROOM REVIEW | 2024-08-15 | 9-33 | 2B | 2025-04-07 | [15 empty] | 1 | longest arm to chart and view patient, VESA mount for Dell OptiPlex All-in-One: Starting weight: 16.55 lb (7.51 kg),Weight (maximum): 20.25 lb (9.19 kg),Starting weight, without stand: 12.37 lb (5.61 kg),Weight (maximum), without stand: 13.93 lb (6.32 kg), keyboard, mouse, wireless BCMA scanner Honeywell 1952HHD, | CLPV0071 |  |  |  | 0 |  |  |  | 1 | 1 | [12 empty] | 1 | 0 |  | 0 |  | 1 | 1 | [21 empty] | 0
4657196 | U MI CIT | LEVEL 9 | IDF 9-438C | 9-401B | CLINICAL WORKSTATION | 1 |  | 3 |  |  | WORKSTATION |  |  |  | WIRED SPARE |  |  |  | SPARE | [15 empty] | PATIENT ROOM REVIEW | 2024-08-15 |  | 2B | 2025-04-07 | [17 empty] | WSIU3281 |  |  |  | 0 |  |  |  | 1 | 1 | [12 empty] | 1 | 0 |  | 0 |  |  | 1 | [21 empty] | 0
6624140 | U MI CIT | LEVEL 9 | IDF 9-438C | 9-403 | UNIV PATIENT RM | 1 |  | 3 |  |  | WIRED SPARE |  |  |  | WIRED SPARE |  |  |  | WIRED SPARE | [15 empty] | PATIENT ROOM REVIEW | 2024-08-15 | 9-34 | 2B | 2025-04-07 | [21 empty] | 0 | [18 empty] | 0 |  | 0 | [24 empty] | 0
4657116 | U MI CIT | LEVEL 9 | IDF 9-438C | 9-403 | UNIV PATIENT RM | 2 |  | PM |  |  | PHYSIO MONITOR |  |  |  | PHYSIO MONITOR |  |  |  | SPARE | [7 empty] | CAPSULE P-P |  |  |  | CAPSULE |  |  |  | PATIENT ROOM REVIEW | 2024-08-15 | 9-34 | 2B | 2025-04-07 |  |  |  |  | B-450 | EEG - NATUS | [15 empty] | 0 | [18 empty] | 0 |  | 0 | [24 empty] | 0
4657172 | U MI CIT | LEVEL 9 | IDF 9-438C | 9-403 | UNIV PATIENT RM | 5 |  | TV4-NC |  |  | TELEVISION |  |  |  | WIRED SPARE |  |  |  | V-NURSING |  |  |  | WIRED SPARE | [7 empty] | NURSE CALL JACK |  |  |  | PATIENT ROOM REVIEW | 2024-08-15 | 9-34 | 2B | 2025-04-07 | [21 empty] | 0 | [18 empty] | 0 |  | 0 | [24 empty] | 0
8209471 | U MI CIT | LEVEL 9 | IDF 9-438C | 9-403 | UNIV PATIENT RM | 6 |  | 3 |  |  | WORKSTATION |  |  |  | WIRED SPARE |  |  |  | SPARE | [15 empty] | PATIENT ROOM REVIEW | 2024-08-15 | 9-34 | 2B | 2025-04-07 | [15 empty] | 1 | longest arm to chart and view patient, VESA mount for Dell OptiPlex All-in-One: Starting weight: 16.55 lb (7.51 kg),Weight (maximum): 20.25 lb (9.19 kg),Starting weight, without stand: 12.37 lb (5.61 kg),Weight (maximum), without stand: 13.93 lb (6.32 kg), keyboard, mouse, wireless BCMA scanner Honeywell 1952HHD, | CLPV0072 |  |  |  | 0 |  |  |  | 1 | 1 | [12 empty] | 1 | 0 |  | 0 |  | 1 | 1 | [21 empty] | 0
4657188 | U MI CIT | LEVEL 9 | IDF 9-438C | 9-403B | CLINICAL WORKSTATION | 1 |  | 3 |  |  | WORKSTATION |  |  |  | WIRED SPARE |  |  |  | SPARE | [15 empty] | PATIENT ROOM REVIEW | 2024-08-15 |  | 2B | 2025-04-07 | [17 empty] | WSIU3282 |  |  |  | 0 |  |  |  | 1 | 1 | [12 empty] | 1 | 0 |  | 0 |  |  | 1 | [21 empty] | 0
6624161 | U MI CIT | LEVEL 9 | IDF 9-438C | 9-405 | UNIV PATIENT RM | 1 |  | 3 |  |  | WIRED SPARE |  |  |  | WIRED SPARE |  |  |  | WIRED SPARE | [15 empty] | PATIENT ROOM REVIEW | 2024-08-15 | 9-35 | 2B | 2025-04-07 | [21 empty] | 0 | [18 empty] | 0 |  | 0 | [24 empty] | 0
4657108 | U MI CIT | LEVEL 9 | IDF 9-438C | 9-405 | UNIV PATIENT RM | 2 |  | PM |  |  | PHYSIO MONITOR |  |  |  | PHYSIO MONITOR |  |  |  | SPARE | [7 empty] | CAPSULE P-P |  |  |  | CAPSULE |  |  |  | PATIENT ROOM REVIEW | 2024-08-15 | 9-35 | 2B | 2025-04-07 |  |  |  |  | B-450 | EEG - NATUS | [15 empty] | 0 | [18 empty] | 0 |  | 0 | [24 empty] | 0
4657164 | U MI CIT | LEVEL 9 | IDF 9-438C | 9-405 | UNIV PATIENT RM | 5 |  | TV4-NC |  |  | TELEVISION |  |  |  | WIRED SPARE |  |  |  | V-NURSING |  |  |  | WIRED SPARE | [7 empty] | NURSE CALL JACK |  |  |  | PATIENT ROOM REVIEW | 2024-08-15 | 9-35 | 2B | 2025-04-07 | [21 empty] | 0 | [18 empty] | 0 |  | 0 | [24 empty] | 0
8209417 | U MI CIT | LEVEL 9 | IDF 9-438C | 9-405 | UNIV PATIENT RM | 6 |  | 3 |  |  | WORKSTATION |  |  |  | WIRED SPARE |  |  |  | SPARE | [15 empty] | PATIENT ROOM REVIEW | 2024-08-15 | 9-35 | 2B | 2025-04-07 | [15 empty] | 1 | longest arm to chart and view patient, VESA mount for Dell OptiPlex All-in-One: Starting weight: 16.55 lb (7.51 kg),Weight (maximum): 20.25 lb (9.19 kg),Starting weight, without stand: 12.37 lb (5.61 kg),Weight (maximum), without stand: 13.93 lb (6.32 kg), keyboard, mouse, wireless BCMA scanner Honeywell 1952HHD, | CLPV0073 |  |  |  | 0 |  |  |  | 1 | 1 | [12 empty] | 1 | 0 |  | 0 |  | 1 | 1 | [21 empty] | 0
4657204 | U MI CIT | LEVEL 9 | IDF 9-438C | 9-405B | CLINICAL WORKSTATION | 1 |  | 3 |  |  | WORKSTATION |  |  |  | WIRED SPARE |  |  |  | SPARE | [15 empty] | PATIENT ROOM REVIEW | 2024-08-15 |  | 2B | 2025-04-07 | [17 empty] | WSIU3283 |  |  |  | 0 |  |  |  | 1 | 1 | [12 empty] | 1 | 0 |  | 0 |  |  | 1 | [21 empty] | 0
6624182 | U MI CIT | LEVEL 9 | IDF 9-438C | 9-407 | UNIV PATIENT RM | 1 |  | 3 |  |  | WIRED SPARE |  |  |  | WIRED SPARE |  |  |  | WIRED SPARE | [15 empty] | PATIENT ROOM REVIEW | 2024-08-15 | 9-36 | 2B | 2025-04-07 | [21 empty] | 0 | [18 empty] | 0 |  | 0 | [24 empty] | 0
4657100 | U MI CIT | LEVEL 9 | IDF 9-438C | 9-407 | UNIV PATIENT RM | 2 |  | PM |  |  | PHYSIO MONITOR |  |  |  | PHYSIO MONITOR |  |  |  | SPARE | [7 empty] | CAPSULE P-P |  |  |  | CAPSULE |  |  |  | PATIENT ROOM REVIEW | 2024-08-15 | 9-36 | 2B | 2025-04-07 |  |  |  |  | B-450 | EEG - NATUS | [15 empty] | 0 | [18 empty] | 0 |  | 0 | [24 empty] | 0
4657156 | U MI CIT | LEVEL 9 | IDF 9-438C | 9-407 | UNIV PATIENT RM | 5 |  | TV4-NC |  |  | TELEVISION |  |  |  | WIRED SPARE |  |  |  | V-NURSING |  |  |  | WIRED SPARE | [7 empty] | NURSE CALL JACK |  |  |  | PATIENT ROOM REVIEW | 2024-08-15 | 9-36 | 2B | 2025-04-07 | [21 empty] | 0 | [18 empty] | 0 |  | 0 | [24 empty] | 0
8209379 | U MI CIT | LEVEL 9 | IDF 9-438C | 9-407 | UNIV PATIENT RM | 6 |  | 3 |  |  | WORKSTATION |  |  |  | WIRED SPARE |  |  |  | SPARE | [15 empty] | PATIENT ROOM REVIEW | 2024-08-15 | 9-36 | 2B | 2025-04-07 | [15 empty] | 1 | longest arm to chart and view patient, VESA mount for Dell OptiPlex All-in-One: Starting weight: 16.55 lb (7.51 kg),Weight (maximum): 20.25 lb (9.19 kg),Starting weight, without stand: 12.37 lb (5.61 kg),Weight (maximum), without stand: 13.93 lb (6.32 kg), keyboard, mouse, wireless BCMA scanner Honeywell 1952HHD, | CLPV0074 |  |  |  | 0 |  |  |  | 1 | 1 | [12 empty] | 1 | 0 |  | 0 |  | 1 | 1 | [21 empty] | 0
4657212 | U MI CIT | LEVEL 9 | IDF 9-438C | 9-407B | CLINICAL WORKSTATION | 1 |  | 3 |  |  | WORKSTATION |  |  |  | WIRED SPARE |  |  |  | SPARE | [15 empty] | PATIENT ROOM REVIEW | 2024-08-15 |  | 2B | 2025-04-07 | [17 empty] | WSIU3284 |  |  |  | 0 |  |  |  | 1 | 1 | [12 empty] | 1 | 0 |  | 0 |  |  | 1 | [21 empty] | 0
6624203 | U MI CIT | LEVEL 9 | IDF 9-438C | 9-409 | UNIV PATIENT RM | 1 |  | 3 |  |  | WIRED SPARE |  |  |  | WIRED SPARE |  |  |  | WIRED SPARE | [15 empty] | PATIENT ROOM REVIEW | 2024-08-15 | 9-37 | 2B | 2025-04-07 | [21 empty] | 0 | [18 empty] | 0 |  | 0 | [24 empty] | 0
4657092 | U MI CIT | LEVEL 9 | IDF 9-438C | 9-409 | UNIV PATIENT RM | 2 |  | PM |  |  | PHYSIO MONITOR |  |  |  | PHYSIO MONITOR |  |  |  | SPARE | [7 empty] | CAPSULE P-P |  |  |  | CAPSULE |  |  |  | PATIENT ROOM REVIEW | 2024-08-15 | 9-37 | 2B | 2025-04-07 |  |  |  |  | B-450 | EEG - NATUS | [15 empty] | 0 | [18 empty] | 0 |  | 0 | [24 empty] | 0
4657148 | U MI CIT | LEVEL 9 | IDF 9-438C | 9-409 | UNIV PATIENT RM | 5 |  | TV4-NC |  |  | TELEVISION |  |  |  | WIRED SPARE |  |  |  | V-NURSING |  |  |  | WIRED SPARE | [7 empty] | NURSE CALL JACK |  |  |  | PATIENT ROOM REVIEW | 2024-08-15 | 9-37 | 2B | 2025-04-07 | [21 empty] | 0 | [18 empty] | 0 |  | 0 | [24 empty] | 0
8209347 | U MI CIT | LEVEL 9 | IDF 9-438C | 9-409 | UNIV PATIENT RM | 6 |  | 3 |  |  | WORKSTATION |  |  |  | WIRED SPARE |  |  |  | SPARE | [15 empty] | PATIENT ROOM REVIEW | 2024-08-15 | 9-37 | 2B | 2025-04-07 | [15 empty] | 1 | longest arm to chart and view patient, VESA mount for Dell OptiPlex All-in-One: Starting weight: 16.55 lb (7.51 kg),Weight (maximum): 20.25 lb (9.19 kg),Starting weight, without stand: 12.37 lb (5.61 kg),Weight (maximum), without stand: 13.93 lb (6.32 kg), keyboard, mouse, wireless BCMA scanner Honeywell 1952HHD, | CLPV0075 |  |  |  | 0 |  |  |  | 1 | 1 | [12 empty] | 1 | 0 |  | 0 |  | 1 | 1 | [21 empty] | 0
4657220 | U MI CIT | LEVEL 9 | IDF 9-438C | 9-409B | CLINICAL WORKSTATION | 1 |  | 3 |  |  | WORKSTATION |  |  |  | WIRED SPARE |  |  |  | SPARE | [15 empty] | PATIENT ROOM REVIEW | 2024-08-15 |  | 2B | 2025-04-07 | [17 empty] | WSIU3285 |  |  |  | 0 |  |  |  | 1 | 1 | [12 empty] | 1 | 0 |  | 0 |  |  | 1 | [21 empty] | 0
6624603 | U MI CIT | LEVEL 9 | IDF 9-438C | 9-411 | UNIV PATIENT RM | 1 |  | 3 |  |  | WIRED SPARE |  |  |  | WIRED SPARE |  |  |  | WIRED SPARE | [15 empty] | PATIENT ROOM REVIEW | 2024-08-15 | 9-38 | 2B | 2025-04-07 | [21 empty] | 0 | [18 empty] | 0 |  | 0 | [24 empty] | 0
4657084 | U MI CIT | LEVEL 9 | IDF 9-438C | 9-411 | UNIV PATIENT RM | 2 |  | PM |  |  | PHYSIO MONITOR |  |  |  | PHYSIO MONITOR |  |  |  | SPARE | [7 empty] | CAPSULE P-P |  |  |  | CAPSULE |  |  |  | PATIENT ROOM REVIEW | 2024-08-15 | 9-38 | 2B | 2025-04-07 |  |  |  |  | B-450 | EEG - NATUS | [15 empty] | 0 | [18 empty] | 0 |  | 0 | [24 empty] | 0
4657140 | U MI CIT | LEVEL 9 | IDF 9-438C | 9-411 | UNIV PATIENT RM | 5 |  | TV4-NC |  |  | TELEVISION |  |  |  | WIRED SPARE |  |  |  | V-NURSING |  |  |  | WIRED SPARE | [7 empty] | NURSE CALL JACK |  |  |  | PATIENT ROOM REVIEW | 2024-08-15 | 9-38 | 2B | 2025-04-07 | [21 empty] | 0 | [18 empty] | 0 |  | 0 | [24 empty] | 0
8209309 | U MI CIT | LEVEL 9 | IDF 9-438C | 9-411 | UNIV PATIENT RM | 6 |  | 3 |  |  | WORKSTATION |  |  |  | WIRED SPARE |  |  |  | SPARE | [15 empty] | PATIENT ROOM REVIEW | 2024-08-15 | 9-38 | 2B | 2025-04-07 | [15 empty] | 1 | longest arm to chart and view patient, VESA mount for Dell OptiPlex All-in-One: Starting weight: 16.55 lb (7.51 kg),Weight (maximum): 20.25 lb (9.19 kg),Starting weight, without stand: 12.37 lb (5.61 kg),Weight (maximum), without stand: 13.93 lb (6.32 kg), keyboard, mouse, wireless BCMA scanner Honeywell 1952HHD, | CLPV0076 |  |  |  | 0 |  |  |  | 1 | 1 | [12 empty] | 1 | 0 |  | 0 |  | 1 | 1 | [21 empty] | 0
4657228 | U MI CIT | LEVEL 9 | IDF 9-438C | 9-411B | CLINICAL WORKSTATION | 1 |  | 3 |  |  | WORKSTATION |  |  |  | WIRED SPARE |  |  |  | SPARE | [15 empty] | PATIENT ROOM REVIEW | 2024-08-15 |  | 2B | 2025-04-07 | [17 empty] | WSIU3286 |  |  |  | 0 |  |  |  | 1 | 1 | [12 empty] | 1 | 0 |  | 0 |  |  | 1 | [21 empty] | 0
6624726 | U MI CIT | LEVEL 9 | IDF 9-438C | 9-413 | UNIV PATIENT RM ADA | 1 |  | 3 |  |  | WIRED SPARE |  |  |  | WIRED SPARE |  |  |  | WIRED SPARE | [15 empty] | PATIENT ROOM REVIEW | 2024-08-15 | 9-39 | 2B | 2025-04-07 | [21 empty] | 0 | [18 empty] | 0 |  | 0 | [24 empty] | 0
4657076 | U MI CIT | LEVEL 9 | IDF 9-438C | 9-413 | UNIV PATIENT RM ADA | 2 |  | PM |  |  | PHYSIO MONITOR |  |  |  | PHYSIO MONITOR |  |  |  | SPARE | [7 empty] | CAPSULE P-P |  |  |  | CAPSULE |  |  |  | PATIENT ROOM REVIEW | 2024-08-15 | 9-39 | 2B | 2025-04-07 |  |  |  |  | B-450 | EEG - NATUS | [15 empty] | 0 | [18 empty] | 0 |  | 0 | [24 empty] | 0
4657132 | U MI CIT | LEVEL 9 | IDF 9-438C | 9-413 | UNIV PATIENT RM ADA | 5 |  | TV4-NC |  |  | TELEVISION |  |  |  | WIRED SPARE |  |  |  | V-NURSING |  |  |  | WIRED SPARE | [7 empty] | NURSE CALL JACK |  |  |  | PATIENT ROOM REVIEW | 2024-08-15 | 9-39 | 2B | 2025-04-07 | [21 empty] | 0 | [18 empty] | 0 |  | 0 | [24 empty] | 0
8209151 | U MI CIT | LEVEL 9 | IDF 9-438C | 9-413 | UNIV PATIENT RM ADA | 6 |  | 3 |  |  | WORKSTATION |  |  |  | WIRED SPARE |  |  |  | SPARE | [15 empty] | PATIENT ROOM REVIEW | 2024-08-15 | 9-39 | 2B | 2025-04-07 | [15 empty] | 1 | longest arm to chart and view patient, VESA mount for Dell OptiPlex All-in-One: Starting weight: 16.55 lb (7.51 kg),Weight (maximum): 20.25 lb (9.19 kg),Starting weight, without stand: 12.37 lb (5.61 kg),Weight (maximum), without stand: 13.93 lb (6.32 kg), keyboard, mouse, wireless BCMA scanner Honeywell 1952HHD, | CLPV0077 |  |  |  | 0 |  |  |  | 1 | 1 | [12 empty] | 1 | 0 |  | 0 |  | 1 | 1 | [21 empty] | 0
4657236 | U MI CIT | LEVEL 9 | IDF 9-438C | 9-413B | CLINICAL WORKSTATION | 1 |  | 3 |  |  | WORKSTATION |  |  |  | WIRED SPARE |  |  |  | SPARE | [15 empty] | PATIENT ROOM REVIEW | 2024-08-15 |  | 2B | 2025-04-07 | [17 empty] | WSIU3287 |  |  |  | 0 |  |  |  | 1 | 1 | [12 empty] | 1 | 0 |  | 0 |  |  | 1 | [21 empty] | 0
4668397 | U MI CIT | LEVEL 9 | IDF 9-438C | 9-501 | UNIV ISO PATIENT RM | 1 |  | 3 |  |  | WIRED SPARE |  |  |  | WIRED SPARE |  |  |  | WIRED SPARE | [15 empty] | PATIENT ROOM REVIEW | 2024-08-15 | 9-40 | 2B | 2025-04-07 | [21 empty] | 0 | [18 empty] | 0 |  | 0 | [24 empty] | 0
4668405 | U MI CIT | LEVEL 9 | IDF 9-438C | 9-501 | UNIV ISO PATIENT RM | 2 |  | PM |  |  | PHYSIO MONITOR |  |  |  | PHYSIO MONITOR |  |  |  | SPARE | [7 empty] | CAPSULE P-P |  |  |  | CAPSULE |  |  |  | PATIENT ROOM REVIEW | 2024-08-15 | 9-40 | 2B | 2025-04-07 |  |  |  |  | B-450 | EEG - NATUS | [15 empty] | 0 | [18 empty] | 0 |  | 0 | [24 empty] | 0
4668373 | U MI CIT | LEVEL 9 | IDF 9-438C | 9-501 | UNIV ISO PATIENT RM | 5 |  | TV4-NC |  |  | TELEVISION |  |  |  | WIRED SPARE |  |  |  | V-NURSING |  |  |  | WIRED SPARE | [7 empty] | NURSE CALL JACK |  |  |  | PATIENT ROOM REVIEW | 2024-08-15 | 9-40 | 2B | 2025-04-07 | [21 empty] | 0 | [18 empty] | 0 |  | 0 | [24 empty] | 0
8210917 | U MI CIT | LEVEL 9 | IDF 9-438C | 9-501 | UNIV ISO PATIENT RM | 6 |  | 3 |  |  | WORKSTATION |  |  |  | WIRED SPARE |  |  |  | SPARE | [15 empty] | PATIENT ROOM REVIEW | 2024-08-15 | 9-40 | 2B | 2025-04-07 | [15 empty] | 1 | longest arm to chart and view patient, VESA mount for Dell OptiPlex All-in-One: Starting weight: 16.55 lb (7.51 kg),Weight (maximum): 20.25 lb (9.19 kg),Starting weight, without stand: 12.37 lb (5.61 kg),Weight (maximum), without stand: 13.93 lb (6.32 kg), keyboard, mouse, wireless BCMA scanner Honeywell 1952HHD, | CLPV0040 |  |  |  | 0 |  |  |  | 1 | 1 | [12 empty] | 1 | 0 |  | 0 |  | 1 | 1 | [21 empty] | 0
4649444 | U MI CIT | LEVEL 9 | IDF 9-438C | 9-501B | CLINICAL WORKSTATION | 1 |  | 3 |  |  | WORKSTATION |  |  |  | WIRED SPARE |  |  |  | SPARE | [15 empty] | PATIENT ROOM REVIEW | 2024-08-15 |  | 2B | 2025-04-07 | [17 empty] | WSIU3288 |  |  |  | 0 |  |  |  | 1 | 1 | [12 empty] | 1 | 0 |  | 0 |  |  | 1 | [21 empty] | 0
4668338 | U MI CIT | LEVEL 9 | IDF 9-438C | 9-503 | UNIV PATIENT RM | 1 |  | 3 |  |  | WIRED SPARE |  |  |  | WIRED SPARE |  |  |  | WIRED SPARE | [15 empty] | PATIENT ROOM REVIEW | 2024-08-15 | 9-41 | 2B | 2025-04-07 | [21 empty] | 0 | [18 empty] | 0 |  | 0 | [24 empty] | 0
4668346 | U MI CIT | LEVEL 9 | IDF 9-438C | 9-503 | UNIV PATIENT RM | 2 |  | PM |  |  | PHYSIO MONITOR |  |  |  | PHYSIO MONITOR |  |  |  | SPARE | [7 empty] | CAPSULE P-P |  |  |  | CAPSULE |  |  |  | PATIENT ROOM REVIEW | 2024-08-15 | 9-41 | 2B | 2025-04-07 |  |  |  |  | B-450 | EEG - NATUS | [15 empty] | 0 | [18 empty] | 0 |  | 0 | [24 empty] | 0
4668259 | U MI CIT | LEVEL 9 | IDF 9-438C | 9-503 | UNIV PATIENT RM | 5 |  | TV4-NC |  |  | TELEVISION |  |  |  | WIRED SPARE |  |  |  | V-NURSING |  |  |  | WIRED SPARE | [7 empty] | NURSE CALL JACK |  |  |  | PATIENT ROOM REVIEW | 2024-08-15 | 9-41 | 2B | 2025-04-07 | [21 empty] | 0 | [18 empty] | 0 |  | 0 | [24 empty] | 0
8210897 | U MI CIT | LEVEL 9 | IDF 9-438C | 9-503 | UNIV PATIENT RM | 6 |  | 3 |  |  | WORKSTATION |  |  |  | WIRED SPARE |  |  |  | SPARE | [15 empty] | PATIENT ROOM REVIEW | 2024-08-15 | 9-41 | 2B | 2025-04-07 | [15 empty] | 1 | longest arm to chart and view patient, VESA mount for Dell OptiPlex All-in-One: Starting weight: 16.55 lb (7.51 kg),Weight (maximum): 20.25 lb (9.19 kg),Starting weight, without stand: 12.37 lb (5.61 kg),Weight (maximum), without stand: 13.93 lb (6.32 kg), keyboard, mouse, wireless BCMA scanner Honeywell 1952HHD, | CLPV0078 |  |  |  | 0 |  |  |  | 1 | 1 | [12 empty] | 1 | 0 |  | 0 |  | 1 | 1 | [21 empty] | 0
4649347 | U MI CIT | LEVEL 9 | IDF 9-438C | 9-503B | CLINICAL WORKSTATION | 1 |  | 3 |  |  | WORKSTATION |  |  |  | WIRED SPARE |  |  |  | SPARE | [15 empty] | PATIENT ROOM REVIEW | 2024-08-15 |  | 2B | 2025-04-07 | [17 empty] | WSIU3289 |  |  |  | 0 |  |  |  | 1 | 1 | [12 empty] | 1 | 0 |  | 0 |  |  | 1 | [21 empty] | 0
4668228 | U MI CIT | LEVEL 9 | IDF 9-438C | 9-505 | UNIV PATIENT RM | 1 |  | 3 |  |  | WIRED SPARE |  |  |  | WIRED SPARE |  |  |  | WIRED SPARE | [15 empty] | PATIENT ROOM REVIEW | 2024-08-15 | 9-42 | 2B | 2025-04-07 | [21 empty] | 0 | [18 empty] | 0 |  | 0 | [24 empty] | 0
4668236 | U MI CIT | LEVEL 9 | IDF 9-438C | 9-505 | UNIV PATIENT RM | 2 |  | PM |  |  | PHYSIO MONITOR |  |  |  | PHYSIO MONITOR |  |  |  | SPARE | [7 empty] | CAPSULE P-P |  |  |  | CAPSULE |  |  |  | PATIENT ROOM REVIEW | 2024-08-15 | 9-42 | 2B | 2025-04-07 |  |  |  |  | B-450 | EEG - NATUS | [15 empty] | 0 | [18 empty] | 0 |  | 0 | [24 empty] | 0
4668204 | U MI CIT | LEVEL 9 | IDF 9-438C | 9-505 | UNIV PATIENT RM | 5 |  | TV4-NC |  |  | TELEVISION |  |  |  | WIRED SPARE |  |  |  | V-NURSING |  |  |  | WIRED SPARE | [7 empty] | NURSE CALL JACK |  |  |  | PATIENT ROOM REVIEW | 2024-08-15 | 9-42 | 2B | 2025-04-07 | [21 empty] | 0 | [18 empty] | 0 |  | 0 | [24 empty] | 0
8210865 | U MI CIT | LEVEL 9 | IDF 9-438C | 9-505 | UNIV PATIENT RM | 6 |  | 3 |  |  | WORKSTATION |  |  |  | WIRED SPARE |  |  |  | SPARE | [15 empty] | PATIENT ROOM REVIEW | 2024-08-15 | 9-42 | 2B | 2025-04-07 | [15 empty] | 1 | longest arm to chart and view patient, VESA mount for Dell OptiPlex All-in-One: Starting weight: 16.55 lb (7.51 kg),Weight (maximum): 20.25 lb (9.19 kg),Starting weight, without stand: 12.37 lb (5.61 kg),Weight (maximum), without stand: 13.93 lb (6.32 kg), keyboard, mouse, wireless BCMA scanner Honeywell 1952HHD, | CLPV0079 |  |  |  | 0 |  |  |  | 1 | 1 | [12 empty] | 1 | 0 |  | 0 |  | 1 | 1 | [21 empty] | 0
4649248 | U MI CIT | LEVEL 9 | IDF 9-438C | 9-505B | CLINICAL WORKSTATION | 1 |  | 3 |  |  | WORKSTATION |  |  |  | WIRED SPARE |  |  |  | SPARE | [15 empty] | PATIENT ROOM REVIEW | 2024-08-15 |  | 2B | 2025-04-07 | [17 empty] | WSIU3290 |  |  |  | 0 |  |  |  | 1 | 1 | [12 empty] | 1 | 0 |  | 0 |  |  | 1 | [21 empty] | 0
4668173 | U MI CIT | LEVEL 9 | IDF 9-438C | 9-507 | UNIV PATIENT RM | 1 |  | 3 |  |  | WIRED SPARE |  |  |  | WIRED SPARE |  |  |  | WIRED SPARE | [15 empty] | PATIENT ROOM REVIEW | 2024-08-15 | 9-43 | 2B | 2025-04-07 | [21 empty] | 0 | [18 empty] | 0 |  | 0 | [24 empty] | 0
4668181 | U MI CIT | LEVEL 9 | IDF 9-438C | 9-507 | UNIV PATIENT RM | 2 |  | PM |  |  | PHYSIO MONITOR |  |  |  | PHYSIO MONITOR |  |  |  | SPARE | [7 empty] | CAPSULE P-P |  |  |  | CAPSULE |  |  |  | PATIENT ROOM REVIEW | 2024-08-15 | 9-43 | 2B | 2025-04-07 |  |  |  |  | B-450 | EEG - NATUS | [15 empty] | 0 | [18 empty] | 0 |  | 0 | [24 empty] | 0
4668149 | U MI CIT | LEVEL 9 | IDF 9-438C | 9-507 | UNIV PATIENT RM | 5 |  | TV4-NC |  |  | TELEVISION |  |  |  | WIRED SPARE |  |  |  | V-NURSING |  |  |  | WIRED SPARE | [7 empty] | NURSE CALL JACK |  |  |  | PATIENT ROOM REVIEW | 2024-08-15 | 9-43 | 2B | 2025-04-07 | [21 empty] | 0 | [18 empty] | 0 |  | 0 | [24 empty] | 0
8210817 | U MI CIT | LEVEL 9 | IDF 9-438C | 9-507 | UNIV PATIENT RM | 6 |  | 3 |  |  | WORKSTATION |  |  |  | WIRED SPARE |  |  |  | SPARE | [15 empty] | PATIENT ROOM REVIEW | 2024-08-15 | 9-43 | 2B | 2025-04-07 | [15 empty] | 1 | longest arm to chart and view patient, VESA mount for Dell OptiPlex All-in-One: Starting weight: 16.55 lb (7.51 kg),Weight (maximum): 20.25 lb (9.19 kg),Starting weight, without stand: 12.37 lb (5.61 kg),Weight (maximum), without stand: 13.93 lb (6.32 kg), keyboard, mouse, wireless BCMA scanner Honeywell 1952HHD, | CLPV0080 |  |  |  | 0 |  |  |  | 1 | 1 | [12 empty] | 1 | 0 |  | 0 |  | 1 | 1 | [21 empty] | 0
4649153 | U MI CIT | LEVEL 9 | IDF 9-438C | 9-507B | CLINICAL WORKSTATION | 1 |  | 3 |  |  | WORKSTATION |  |  |  | WIRED SPARE |  |  |  | SPARE | [15 empty] | PATIENT ROOM REVIEW | 2024-08-15 |  | 2B | 2025-04-07 | [17 empty] | WSIU3291 |  |  |  | 0 |  |  |  | 1 | 1 | [12 empty] | 1 | 0 |  | 0 |  |  | 1 | [21 empty] | 0
4668118 | U MI CIT | LEVEL 9 | IDF 9-438C | 9-509 | UNIV PATIENT RM | 1 |  | 3 |  |  | WIRED SPARE |  |  |  | WIRED SPARE |  |  |  | WIRED SPARE | [15 empty] | PATIENT ROOM REVIEW | 2024-08-15 | 9-44 | 2B | 2025-04-07 | [21 empty] | 0 | [18 empty] | 0 |  | 0 | [24 empty] | 0
4668126 | U MI CIT | LEVEL 9 | IDF 9-438C | 9-509 | UNIV PATIENT RM | 2 |  | PM |  |  | PHYSIO MONITOR |  |  |  | PHYSIO MONITOR |  |  |  | SPARE | [7 empty] | CAPSULE P-P |  |  |  | CAPSULE |  |  |  | PATIENT ROOM REVIEW | 2024-08-15 | 9-44 | 2B | 2025-04-07 |  |  |  |  | B-450 | EEG - NATUS | [15 empty] | 0 | [18 empty] | 0 |  | 0 | [24 empty] | 0
4668102 | U MI CIT | LEVEL 9 | IDF 9-438C | 9-509 | UNIV PATIENT RM | 4 |  | 1 |  |  | WIRED SPARE | [23 empty] | PATIENT ROOM REVIEW | 2024-08-15 | 9-44 | 2B | 2025-04-07 | [21 empty] | 0 | [18 empty] | 0 |  | 0 | [24 empty] | 0
4668094 | U MI CIT | LEVEL 9 | IDF 9-438C | 9-509 | UNIV PATIENT RM | 5 |  | TV4-NC |  |  | TELEVISION |  |  |  | WIRED SPARE |  |  |  | V-NURSING |  |  |  | WIRED SPARE | [7 empty] | NURSE CALL JACK |  |  |  | PATIENT ROOM REVIEW | 2024-08-15 | 9-44 | 2B | 2025-04-07 | [21 empty] | 0 | [18 empty] | 0 |  | 0 | [24 empty] | 0
8210745 | U MI CIT | LEVEL 9 | IDF 9-438C | 9-509 | UNIV PATIENT RM | 7 |  | 3 |  |  | WORKSTATION |  |  |  | WIRED SPARE |  |  |  | SPARE | [15 empty] | PATIENT ROOM REVIEW | 2024-08-15 | 9-44 | 2B | 2025-04-07 | [15 empty] | 1 | longest arm to chart and view patient, VESA mount for Dell OptiPlex All-in-One: Starting weight: 16.55 lb (7.51 kg),Weight (maximum): 20.25 lb (9.19 kg),Starting weight, without stand: 12.37 lb (5.61 kg),Weight (maximum), without stand: 13.93 lb (6.32 kg), keyboard, mouse, wireless BCMA scanner Honeywell 1952HHD, | CLPV0081 |  |  |  | 0 |  |  |  | 1 | 1 | [12 empty] | 1 | 0 |  | 0 |  | 1 | 1 | [21 empty] | 0
4649058 | U MI CIT | LEVEL 9 | IDF 9-438C | 9-509B | CLINICAL WORKSTATION | 1 |  | 3 |  |  | WORKSTATION |  |  |  | WIRED SPARE |  |  |  | SPARE | [15 empty] | PATIENT ROOM REVIEW | 2024-08-15 |  | 2B | 2025-04-07 | [17 empty] | WSIU3292 |  |  |  | 0 |  |  |  | 1 | 1 | [12 empty] | 1 | 0 |  | 0 |  |  | 1 | [21 empty] | 0
4668063 | U MI CIT | LEVEL 9 | IDF 9-438C | 9-511 | UNIV PATIENT RM | 1 |  | 3 |  |  | WIRED SPARE |  |  |  | WIRED SPARE |  |  |  | WIRED SPARE | [15 empty] | PATIENT ROOM REVIEW | 2024-08-15 | 9-45 | 2B | 2025-04-07 | [21 empty] | 0 | [18 empty] | 0 |  | 0 | [24 empty] | 0
4668071 | U MI CIT | LEVEL 9 | IDF 9-438C | 9-511 | UNIV PATIENT RM | 2 |  | PM |  |  | PHYSIO MONITOR |  |  |  | PHYSIO MONITOR |  |  |  | SPARE | [7 empty] | CAPSULE P-P |  |  |  | CAPSULE |  |  |  | PATIENT ROOM REVIEW | 2024-08-15 | 9-45 | 2B | 2025-04-07 |  |  |  |  | B-450 | EEG - NATUS | [15 empty] | 0 | [18 empty] | 0 |  | 0 | [24 empty] | 0
4668039 | U MI CIT | LEVEL 9 | IDF 9-438C | 9-511 | UNIV PATIENT RM | 5 |  | TV4-NC |  |  | TELEVISION |  |  |  | WIRED SPARE |  |  |  | V-NURSING |  |  |  | WIRED SPARE | [7 empty] | NURSE CALL JACK |  |  |  | PATIENT ROOM REVIEW | 2024-08-15 | 9-45 | 2B | 2025-04-07 | [21 empty] | 0 | [18 empty] | 0 |  | 0 | [24 empty] | 0
8210665 | U MI CIT | LEVEL 9 | IDF 9-438C | 9-511 | UNIV PATIENT RM | 6 |  | 3 |  |  | WORKSTATION |  |  |  | WIRED SPARE |  |  |  | SPARE | [15 empty] | PATIENT ROOM REVIEW | 2024-08-15 | 9-45 | 2B | 2025-04-07 | [15 empty] | 1 | longest arm to chart and view patient, VESA mount for Dell OptiPlex All-in-One: Starting weight: 16.55 lb (7.51 kg),Weight (maximum): 20.25 lb (9.19 kg),Starting weight, without stand: 12.37 lb (5.61 kg),Weight (maximum), without stand: 13.93 lb (6.32 kg), keyboard, mouse, wireless BCMA scanner Honeywell 1952HHD, | CLPV0082 |  |  |  | 0 |  |  |  | 1 | 1 | [12 empty] | 1 | 0 |  | 0 |  | 1 | 1 | [21 empty] | 0
4648963 | U MI CIT | LEVEL 9 | IDF 9-438C | 9-511B | CLINICAL WORKSTATION | 1 |  | 3 |  |  | WORKSTATION |  |  |  | WIRED SPARE |  |  |  | SPARE | [15 empty] | PATIENT ROOM REVIEW | 2024-08-15 |  | 2B | 2025-04-07 | [17 empty] | WSIU3293 |  |  |  | 0 |  |  |  | 1 | 1 | [12 empty] | 1 | 0 |  | 0 |  |  | 1 | [21 empty] | 0
4668004 | U MI CIT | LEVEL 9 | IDF 9-334C | 9-513 | UNIV PATIENT RM | 1 |  | 3 |  |  | WIRED SPARE |  |  |  | WIRED SPARE |  |  |  | WIRED SPARE | [15 empty] | PATIENT ROOM REVIEW | 2024-08-15 | 9-46 | 2B | 2025-04-07 | [21 empty] | 0 | [18 empty] | 0 |  | 0 | [24 empty] | 0
4668012 | U MI CIT | LEVEL 9 | IDF 9-334C | 9-513 | UNIV PATIENT RM | 2 |  | PM |  |  | PHYSIO MONITOR |  |  |  | PHYSIO MONITOR |  |  |  | SPARE | [7 empty] | CAPSULE P-P |  |  |  | CAPSULE |  |  |  | PATIENT ROOM REVIEW | 2024-08-15 | 9-46 | 2B | 2025-04-07 |  |  |  |  | B-450 | EEG - NATUS | [15 empty] | 0 | [18 empty] | 0 |  | 0 | [24 empty] | 0
4667980 | U MI CIT | LEVEL 9 | IDF 9-334C | 9-513 | UNIV PATIENT RM | 5 |  | TV4-NC |  |  | TELEVISION |  |  |  | WIRED SPARE |  |  |  | V-NURSING |  |  |  | WIRED SPARE | [7 empty] | NURSE CALL JACK |  |  |  | PATIENT ROOM REVIEW | 2024-08-15 | 9-46 | 2B | 2025-04-07 | [21 empty] | 0 | [18 empty] | 0 |  | 0 | [24 empty] | 0
8210603 | U MI CIT | LEVEL 9 | IDF 9-334C | 9-513 | UNIV PATIENT RM | 6 |  | 3 |  |  | WORKSTATION |  |  |  | WIRED SPARE |  |  |  | SPARE | [15 empty] | PATIENT ROOM REVIEW | 2024-08-15 | 9-46 | 2B | 2025-04-07 | [15 empty] | 1 | longest arm to chart and view patient, VESA mount for Dell OptiPlex All-in-One: Starting weight: 16.55 lb (7.51 kg),Weight (maximum): 20.25 lb (9.19 kg),Starting weight, without stand: 12.37 lb (5.61 kg),Weight (maximum), without stand: 13.93 lb (6.32 kg), keyboard, mouse, wireless BCMA scanner Honeywell 1952HHD, | CLPV0083 |  |  |  | 0 |  |  |  | 1 | 1 | [12 empty] | 1 | 0 |  | 0 |  | 1 | 1 | [21 empty] | 0
4648868 | U MI CIT | LEVEL 9 | IDF 9-334C | 9-513B | CLINICAL WORKSTATION | 1 |  | 3 |  |  | WORKSTATION |  |  |  | WIRED SPARE |  |  |  | SPARE | [15 empty] | PATIENT ROOM REVIEW | 2024-08-15 |  | 2B | 2025-04-07 | [17 empty] | WSIU3294 |  |  |  | 0 |  |  |  | 1 | 1 | [12 empty] | 1 | 0 |  | 0 |  |  | 1 | [21 empty] | 0
4667949 | U MI CIT | LEVEL 9 | IDF 9-334C | 9-515 | UNIV PATIENT RM | 1 |  | 3 |  |  | WIRED SPARE |  |  |  | WIRED SPARE |  |  |  | WIRED SPARE | [15 empty] | PATIENT ROOM REVIEW | 2024-08-15 | 9-47 | 2B | 2025-04-07 | [21 empty] | 0 | [18 empty] | 0 |  | 0 | [24 empty] | 0
8210481 | U MI CIT | LEVEL 9 | IDF 9-334C | 9-515 | UNIV PATIENT RM | 6 |  | 3 |  |  | WORKSTATION |  |  |  | WIRED SPARE |  |  |  | SPARE | [15 empty] | PATIENT ROOM REVIEW | 2024-08-15 | 9-47 | 2B | 2025-04-07 | [15 empty] | 1 | longest arm to chart and view patient, VESA mount for Dell OptiPlex All-in-One: Starting weight: 16.55 lb (7.51 kg),Weight (maximum): 20.25 lb (9.19 kg),Starting weight, without stand: 12.37 lb (5.61 kg),Weight (maximum), without stand: 13.93 lb (6.32 kg), keyboard, mouse, wireless BCMA scanner Honeywell 1952HHD, | CLPV0084 |  |  |  | 0 |  |  |  | 1 | 1 | [12 empty] | 1 | 0 |  | 0 |  | 1 | 1 | [21 empty] | 0
4667957 | U MI CIT | LEVEL 9 | IDF 9-334C | 9-515 | UNIV PATIENT RM | 2 |  | PM |  |  | PHYSIO MONITOR |  |  |  | PHYSIO MONITOR |  |  |  | SPARE | [7 empty] | CAPSULE P-P |  |  |  | CAPSULE |  |  |  | PATIENT ROOM REVIEW | 2024-08-15 | 9-47 | 2B | 2025-04-07 |  |  |  |  | B-450 | EEG - NATUS | [15 empty] | 0 | [18 empty] | 0 |  | 0 | [24 empty] | 0
4667925 | U MI CIT | LEVEL 9 | IDF 9-334C | 9-515 | UNIV PATIENT RM | 5 |  | TV4-NC |  |  | TELEVISION |  |  |  | WIRED SPARE |  |  |  | V-NURSING |  |  |  | WIRED SPARE | [7 empty] | NURSE CALL JACK |  |  |  | PATIENT ROOM REVIEW | 2024-08-15 | 9-47 | 2B | 2025-04-07 | [21 empty] | 0 | [18 empty] | 0 |  | 0 | [24 empty] | 0
4648767 | U MI CIT | LEVEL 9 | IDF 9-334C | 9-515B | CLINICAL WORKSTATION | 1 |  | 3 |  |  | WORKSTATION |  |  |  | WIRED SPARE |  |  |  | SPARE | [15 empty] | PATIENT ROOM REVIEW | 2024-08-15 |  | 2B | 2025-04-07 | [17 empty] | WSIU3295 |  |  |  | 0 |  |  |  | 1 | 1 | [12 empty] | 1 | 0 |  | 0 |  |  | 1 | [21 empty] | 0
4648344 | U MI CIT | LEVEL 9 | IDF 9-334C | 9-517 | UNIV PATIENT RM ADA | 1 |  | 3 |  |  | WIRED SPARE |  |  |  | WIRED SPARE |  |  |  | WIRED SPARE | [15 empty] | PATIENT ROOM REVIEW | 2024-08-15 | 9-48 | 2B | 2025-04-07 | [21 empty] | 0 | [18 empty] | 0 |  | 0 | [24 empty] | 0
4648432 | U MI CIT | LEVEL 9 | IDF 9-334C | 9-517 | UNIV PATIENT RM ADA | 2 |  | PM |  |  | PHYSIO MONITOR |  |  |  | PHYSIO MONITOR |  |  |  | SPARE | [7 empty] | CAPSULE P-P |  |  |  | CAPSULE |  |  |  | PATIENT ROOM REVIEW | 2024-08-15 | 9-48 | 2B | 2025-04-07 |  |  |  |  | B-450 | EEG - NATUS | [15 empty] | 0 | [18 empty] | 0 |  | 0 | [24 empty] | 0
4647627 | U MI CIT | LEVEL 9 | IDF 9-334C | 9-517 | UNIV PATIENT RM ADA | 5 |  | TV4-NC |  |  | TELEVISION |  |  |  | WIRED SPARE |  |  |  | V-NURSING |  |  |  | WIRED SPARE | [7 empty] | NURSE CALL JACK |  |  |  | PATIENT ROOM REVIEW | 2024-08-15 | 9-48 | 2B | 2025-04-07 | [21 empty] | 0 | [18 empty] | 0 |  | 0 | [24 empty] | 0
8210984 | U MI CIT | LEVEL 9 | IDF 9-334C | 9-517 | UNIV PATIENT RM ADA | 6 |  | 3 |  |  | WORKSTATION |  |  |  | WIRED SPARE |  |  |  | SPARE | [15 empty] | PATIENT ROOM REVIEW | 2024-08-15 | 9-48 | 2B | 2025-04-07 | [15 empty] | 1 | longest arm to chart and view patient, VESA mount for Dell OptiPlex All-in-One: Starting weight: 16.55 lb (7.51 kg),Weight (maximum): 20.25 lb (9.19 kg),Starting weight, without stand: 12.37 lb (5.61 kg),Weight (maximum), without stand: 13.93 lb (6.32 kg), keyboard, mouse, wireless BCMA scanner Honeywell 1952HHD, | CLPV0085 |  |  |  | 0 |  |  |  | 1 | 1 | [12 empty] | 1 | 0 |  | 0 |  | 1 | 1 | [21 empty] | 0
4648096 | U MI CIT | LEVEL 9 | IDF 9-334C | 9-517B | CLINICAL WORKSTATION | 1 |  | 3 |  |  | WORKSTATION |  |  |  | WIRED SPARE |  |  |  | SPARE | [15 empty] | PATIENT ROOM REVIEW | 2024-08-15 |  | 2B | 2025-04-07 | [17 empty] | WSIU3296 |  |  |  | 0 |  |  |  | 1 | 1 | [12 empty] | 1 | 0 |  | 0 |  |  | 1 | [21 empty] | 0
4386868 | U MI CIT | LEVEL 3 | IDF 3-122C | 3-029 | ADMIN OFFICE | 1 |  | 3 |  |  | PRINTER |  |  |  | WIRED SPARE |  |  |  | SPARE | [15 empty] | PAVILION CORE TEAM | 2024-08-19 | [22 empty] | PRT-PAV0333 |  | 0 | [18 empty] | 0 |  | 0 | [24 empty] | 0 | [11 empty] | PAV CORE TEAM (RH EMAIL)
4386808 | U MI CIT | LEVEL 3 | IDF 3-122C | 3-029 | ADMIN OFFICE | 2 |  | 3 |  |  | WIRED SPARE |  |  |  | WIRED SPARE |  |  |  | WIRED SPARE | [15 empty] | PAVILION CORE TEAM | 2024-08-19 | [24 empty] | 0 | [18 empty] | 0 |  | 0 | [24 empty] | 0 | [11 empty] | PAV CORE TEAM (RH EMAIL)
4386968 | U MI CIT | LEVEL 3 | IDF 3-122C | 3-029 | ADMIN OFFICE | 3 |  | 3 |  |  | WORKSTATION |  |  |  | WIRED SPARE |  |  |  | SPARE | [15 empty] | PAVILION CORE TEAM | 2024-08-19 | [24 empty] | 0 | [11 empty] | 1 |  |  | 1 |  |  | 1 | 0 |  | 0 | [24 empty] | 0 | [11 empty] | PAV CORE TEAM (RH EMAIL)
4386948 | U MI CIT | LEVEL 3 | IDF 3-122C | 3-029 | ADMIN OFFICE | 4 |  | 3 |  |  | WIRED SPARE |  |  |  | WIRED SPARE |  |  |  | WIRED SPARE | [15 empty] | PAVILION CORE TEAM | 2024-08-19 | [24 empty] | 0 | [18 empty] | 0 |  | 0 | [24 empty] | 0 | [11 empty] | PAV CORE TEAM (RH EMAIL)
4386928 | U MI CIT | LEVEL 3 | IDF 3-122C | 3-029 | ADMIN OFFICE | 5 |  | 3 |  |  | WORKSTATION |  |  |  | WIRED SPARE |  |  |  | SPARE | [15 empty] | PAVILION CORE TEAM | 2024-08-19 | [24 empty] | 0 | [11 empty] | 1 |  |  | 1 |  |  | 1 | 0 |  | 0 | [24 empty] | 0 | [11 empty] | PAV CORE TEAM (RH EMAIL)
4386908 | U MI CIT | LEVEL 3 | IDF 3-122C | 3-029 | ADMIN OFFICE | 6 |  | 3 |  |  | PHONE/WORKSTATION |  |  |  | WIRED SPARE |  |  |  | SPARE | [15 empty] | PAVILION CORE TEAM | 2024-08-19 | [5 empty] | Y | [18 empty] | 0 | [11 empty] | 1 |  |  | 1 |  |  | 1 | 0 |  | 0 | [24 empty] | 0 |  |  |  | 8811 | [7 empty] | New DID, CSS 40, no VM
4386888 | U MI CIT | LEVEL 3 | IDF 3-122C | 3-029 | ADMIN OFFICE | 7 |  | 3 |  |  | WORKSTATION |  |  |  | WIRED SPARE |  |  |  | SPARE | [15 empty] | PAVILION CORE TEAM | 2024-08-19 | [24 empty] | 0 | [11 empty] | 1 |  |  | 1 |  |  | 1 | 0 |  | 0 | [24 empty] | 0 | [11 empty] | PAV CORE TEAM (RH EMAIL)
4386848 | U MI CIT | LEVEL 3 | IDF 3-122C | 3-029 | ADMIN OFFICE | 8 |  | 3 |  |  | WORKSTATION |  |  |  | WIRED SPARE |  |  |  | SPARE | [15 empty] | PAVILION CORE TEAM | 2024-08-19 | [22 empty] | PRT-PAV0315 |  | 0 | [11 empty] | 1 |  |  | 1 |  |  | 1 | 0 |  | 0 | [11 empty] | 1 | [12 empty] | 0 | [11 empty] | PAV CORE TEAM (RH EMAIL)
7521648 | U MI CIT | LEVEL 10 | IDF 10-122C | 10-110Z | CORRIDOR | 1 |  | W |  |  | PHONE | [23 empty] | HOUSE PHONE | 2024-08-20 |  | 3 | 2025-05-19 |  |  | Y | [18 empty] | 0 | [18 empty] | 0 |  | 0 | [24 empty] | 0 |  |  |  | 6901W | [7 empty] | New DID, CSS 0, no VM
7521702 | U MI CIT | LEVEL 10 | IDF 10-334C | 10-340Z | CORRIDOR | 2 |  | W |  |  | PHONE | [23 empty] | HOUSE PHONE | 2024-08-20 |  | 3 | 2025-05-19 |  |  | Y | [18 empty] | 0 | [18 empty] | 0 |  | 0 | [24 empty] | 0 |  |  |  | 6901W | [7 empty] | New DID, CSS 0, no VM
7521728 | U MI CIT | LEVEL 10 | IDF 10-438C | 10-510Z | CORRIDOR | 5 |  | W |  |  | PHONE | [23 empty] | HOUSE PHONE | 2024-08-20 |  | 3 | 2025-05-19 |  |  | Y | [18 empty] | 0 | [18 empty] | 0 |  | 0 | [24 empty] | 0 |  |  |  | 6901W | [7 empty] | New DID, CSS 0, no VM
99999990 | U MI CIT | LEVEL 11 | IDF 11-334C | 11-130Z | CORRIDOR | 2 |  | W |  |  | PHONE | [23 empty] | HOUSE PHONE | 2024-08-20 |  | 3 | 2025-05-19 |  |  | Y | [18 empty] | 0 | [18 empty] | 0 |  | 0 | [24 empty] | 0 |  |  |  | 6901W | [7 empty] | New DID, CSS 0, no VM
7521817 | U MI CIT | LEVEL 11 | IDF 11-122C | 11-200Z | CORRIDOR | 3 |  | W |  |  | PHONE | [23 empty] | HOUSE PHONE | 2024-08-20 |  | 3 | 2025-05-19 |  |  | Y | [18 empty] | 0 | [18 empty] | 0 |  | 0 | [24 empty] | 0 |  |  |  | 6901W | [7 empty] | New DID, CSS 0, no VM
7521780 | U MI CIT | LEVEL 11 | IDF 11-334C | 11-340Z | CORRIDOR | 2 |  | W |  |  | PHONE | [23 empty] | HOUSE PHONE | 2024-08-20 |  | 3 | 2025-05-19 |  |  | Y | [18 empty] | 0 | [18 empty] | 0 |  | 0 | [24 empty] | 0 |  |  |  | 6901W | [7 empty] | New DID, CSS 0, no VM
7521752 | U MI CIT | LEVEL 11 | IDF 11-438C | 11-510Z | CORRIDOR | 1 |  | W |  |  | PHONE | [23 empty] | HOUSE PHONE | 2024-08-20 |  | 3 | 2025-05-19 |  |  | Y | [18 empty] | 0 | [18 empty] | 0 |  | 0 | [24 empty] | 0 |  |  |  | 6901W | [7 empty] | New DID, CSS 0, no VM
7521870 | U MI CIT | LEVEL 12 | IDF 12-334C | 12-340Z | CORRIDOR | 2 |  | W |  |  | PHONE | [23 empty] | HOUSE PHONE | 2024-08-20 | [5 empty] | Y | [18 empty] | 0 | [18 empty] | 0 |  | 0 | [24 empty] | 0 |  |  |  | 6901W | [7 empty] | New DID, CSS 0, no VM
7521899 | U MI CIT | LEVEL 12 | IDF 12-438C | 12-510Z | CORRIDOR | 1 |  | W |  |  | PHONE | [23 empty] | HOUSE PHONE | 2024-08-20 | [5 empty] | Y | [18 empty] | 0 | [18 empty] | 0 |  | 0 | [24 empty] | 0 |  |  |  | 6901W | [7 empty] | New DID, CSS 0, no VM
7521290 | U MI CIT | LEVEL 1 | IDF 1-005 | 1-530Z | CORRIDOR | 1 |  | W |  |  | PHONE | [23 empty] | HOUSE PHONE | 2024-08-20 | [5 empty] | Y | [18 empty] | 0 | [18 empty] | 0 |  | 0 | [24 empty] | 0 |  |  |  | 6901W | [7 empty] | New DID, CSS 0, no VM
7457526 | U MI CIT | LEVEL 2 | IDF 2M-009C | 2-010E | PARALLELING GEAR ROOM | 2 |  | W |  |  | PHONE | [23 empty] | ELEC ROOM | 2024-08-20 | [5 empty] | Y | [18 empty] | 0 | [18 empty] | 0 |  | 0 | [24 empty] | 0 |  |  |  | 6901W | [7 empty] | New DID, CSS 0, no VM
7521301 | U MI CIT | LEVEL 2 | IDF 2M-009C | 2-010Z | CORRIDOR | 1 |  | W |  |  | PHONE | [23 empty] | HOUSE PHONE | 2024-08-20 | [5 empty] | Y | [18 empty] | 0 | [18 empty] | 0 |  | 0 | [24 empty] | 0 |  |  |  | 6901W | [7 empty] | New DID, CSS 0, no VM
4495122 | U MI CIT | LEVEL 2A | IDF 2A-503C | 2A-334A | OFFICE, MANAGER | 1 |  | 3 |  | R2-C-06 | PHONE/WORKSTATION |  |  | R2-C-11 | WIRED SPARE |  |  | R2-A-11 | SPARE |  |  | R2-A-18 |  |  |  | R2-A-19 |  |  |  | R2-A-20 |  |  |  |  | Facilities Maintenance | 2024-02-23 |  |  | 2025-05-19 | N | Y | Y | [14 empty] | WSFA0154 |  |  |  | 0 |  |  | 1 |  |  |  |  | 1 |  |  |  | 1 |  | 2 |  |  |  | 1 | 0 |  | 0 | [24 empty] | 0 |  |  |  | 8811 | [7 empty] | New DID, CSS 40, no VM
10646576 | U MI CIT | LEVEL 3 | IDF 3-304C | 3-155Z | CORRIDOR | 1 |  | W |  |  | PHONE | [23 empty] | HOUSE PHONE | 2024-08-20 | [5 empty] | Y | [18 empty] | 0 | [18 empty] | 0 |  | 0 | [24 empty] | 0 |  |  |  | 6901W | [7 empty] | New DID, CSS 0, no VM
7521350 | U MI CIT | LEVEL 3 | IDF 3-238C | 3-230Z | CORRIDOR | 1 |  | W |  |  | PHONE | [23 empty] | HOUSE PHONE | 2024-08-20 | [5 empty] | Y | [18 empty] | 0 | [18 empty] | 0 |  | 0 | [24 empty] | 0 |  |  |  | 6901W | [7 empty] | New DID, CSS 0, no VM
7521366 | U MI CIT | LEVEL 4 | IDF 4-238C | 4-010Z | CORRIDOR | 2 |  | W |  |  | PHONE | [23 empty] | HOUSE PHONE | 2024-08-20 | [5 empty] | Y | [18 empty] | 0 | [18 empty] | 0 |  | 0 | [24 empty] | 0 |  |  |  | 6901W | [7 empty] | New DID, CSS 0, no VM
7521358 | U MI CIT | LEVEL 4 | IDF 4-304C | 4-410Z | CORRIDOR | 1 |  | W |  |  | PHONE | [23 empty] | HOUSE PHONE | 2024-08-20 | [5 empty] | Y | [18 empty] | 0 | [18 empty] | 0 |  | 0 | [24 empty] | 0 |  |  |  | 6901W | [7 empty] | New DID, CSS 0, no VM
7521382 | U MI CIT | LEVEL 5 | IDF 5-122C | 5-220Z | CORRIDOR | 1 |  | W |  |  | PHONE | [23 empty] | HOUSE PHONE | 2024-08-20 | [5 empty] | Y | [18 empty] | 0 | [18 empty] | 0 |  | 0 | [24 empty] | 0 |  |  |  | 6901W | [7 empty] | New DID, CSS 0, no VM
4430662 | U MI CIT | LEVEL 5 | IDF 5-304C | 5-420Z | CORRIDOR | 1 |  | W |  |  | PHONE | [23 empty] | HOUSE PHONE | 2024-08-20 | [5 empty] | Y | [18 empty] | 0 | [18 empty] | 0 |  | 0 | [24 empty] | 0 |  |  |  | 6901W | [7 empty] | New DID, CSS 0, no VM
7521398 | U MI CIT | LEVEL 6 | IDF 6-122C | 6-010Z | CORRIDOR | 1 |  | W |  |  | PHONE | [23 empty] | HOUSE PHONE | 2024-08-20 | [5 empty] | Y | [18 empty] | 0 | [18 empty] | 0 |  | 0 | [24 empty] | 0 |  |  |  | 6901W | [7 empty] | New DID, CSS 0, no VM
7521406 | U MI CIT | LEVEL 6 | IDF 6-122C | 6-200Z | CORRIDOR | 1 |  | W |  |  | PHONE | [23 empty] | HOUSE PHONE | 2024-08-20 | [5 empty] | Y | [18 empty] | 0 | [18 empty] | 0 |  | 0 | [24 empty] | 0 |  |  |  | 6901W | [7 empty] | New DID, CSS 0, no VM Workstation on GCX bracket for pharmacy signout controlled substance
7521390 | U MI CIT | LEVEL 6 | IDF 6-238C | 6-580Z | CORRIDOR | 3 |  | W |  |  | PHONE | [23 empty] | HOUSE PHONE | 2024-08-20 | [5 empty] | Y | [18 empty] | 0 | [18 empty] | 0 |  | 0 | [24 empty] | 0 |  |  |  | 6901W | [7 empty] | New DID, CSS 0, no VM
7521414 | U MI CIT | LEVEL 7 | IDF 7-304C | 7-110Z | CORRIDOR | 2 |  | W |  |  | PHONE | [23 empty] | HOUSE PHONE | 2024-08-20 | [5 empty] | Y | [18 empty] | 0 | [18 empty] | 0 |  | 0 | [24 empty] | 0 |  |  |  | 6901W | [7 empty] | New DID, CSS 0, no VM
7521430 | U MI CIT | LEVEL 8 | IDF 8-122C | 8-200Z | CORRIDOR | 1 |  | W |  |  | PHONE | [23 empty] | HOUSE PHONE | 2024-08-20 |  | 2A | 2025-04-21 |  |  | Y | [18 empty] | 0 | [18 empty] | 0 |  | 0 | [24 empty] | 0 |  |  |  | 6901W | [7 empty] | New DID, CSS 0, no VM
7521422 | U MI CIT | LEVEL 8 | IDF 8-334C | 8-340Z | CORRIDOR | 2 |  | W |  |  | PHONE | [23 empty] | HOUSE PHONE | 2024-08-20 |  | 2A | 2025-04-21 |  |  | Y | [18 empty] | 0 | [18 empty] | 0 |  | 0 | [24 empty] | 0 |  |  |  | 6901W | [7 empty] | New DID, CSS 0, no VM
7521438 | U MI CIT | LEVEL 8 | IDF 8-438C | 8-410Z | CORRIDOR | 1 |  | W |  |  | PHONE | [23 empty] | HOUSE PHONE | 2024-08-20 |  | 2A | 2025-04-21 |  |  | Y | [18 empty] | 0 | [18 empty] | 0 |  | 0 | [24 empty] | 0 |  |  |  | 6901W | [7 empty] | New DID, CSS 0, no VM
7521624 | U MI CIT | LEVEL 9 | IDF 9-122C | 9-310Z | CORRIDOR | 11 |  | W |  |  | PHONE | [23 empty] | HOUSE PHONE | 2024-08-20 |  | 2B | 2025-04-07 |  |  | Y | [18 empty] | 0 | [18 empty] | 0 |  | 0 | [24 empty] | 0 |  |  |  | 6901W | [7 empty] | New DID, CSS 0, no VM
7521600 | U MI CIT | LEVEL 9 | IDF 9-334C | 9-340Z | CORRIDOR | 2 |  | W |  |  | PHONE | [23 empty] | HOUSE PHONE | 2024-08-20 |  | 2B | 2025-04-07 |  |  | Y | [18 empty] | 0 | [18 empty] | 0 |  | 0 | [24 empty] | 0 |  |  |  | 6901W | [7 empty] | New DID, CSS 0, no VM
7521562 | U MI CIT | LEVEL 9 | IDF 9-438C | 9-510Z | CORRIDOR | 13 |  | W |  |  | PHONE | [23 empty] | HOUSE PHONE | 2024-08-20 |  | 2B | 2025-04-07 |  |  | Y | [18 empty] | 0 | [18 empty] | 0 |  | 0 | [24 empty] | 0 |  |  |  | 6901W | [7 empty] | New DID, CSS 0, no VM
99999991 | U MI CIT | LEVEL 12 | IDF 12-122C | 12-200Z | CORRIDOR | 1 |  | W |  |  | PHONE | [23 empty] | HOUSE PHONE | 2024-08-21 | [5 empty] | Y | [18 empty] | 0 | [18 empty] | 0 |  | 0 | [24 empty] | 0 |  |  |  | 6901W | [7 empty] | New DID, CSS 0, no VM
7457679 | U MI CIT | LEVEL 2 | IDF 2M-009C | 2-002E | MAIN ELECTRICAL ROOM | 3 |  | W |  |  | PHONE | [23 empty] | FACILITIES_ELEC _MAIN | 2024-08-21 | [5 empty] | Y | [18 empty] | 0 | [18 empty] | 0 |  | 0 | [24 empty] | 0 |  |  |  | 6901W | [7 empty] | New DID, CSS 0, no VM
7590363 | U MI CIT | LEVEL 2 | IDF 2M-009C | 2-008 | EMERGENCY ELECTRICAL ROOM | 5 |  | W |  |  | PHONE | [23 empty] | FACILITIES_EMG_ELEC_RM | 2024-08-21 | [5 empty] | Y | [18 empty] | 0 | [18 empty] | 0 |  | 0 | [24 empty] | 0 |  |  |  | 6901W | [7 empty] | New DID, CSS 0, no VM
7458014 | U MI CIT | LEVEL 2 | IDF 2M-009C | 2-011 | CHILLER | 1 |  | W |  |  | PHONE | [23 empty] | FACILITIES_MECH_CHILLER | 2024-08-21 | [5 empty] | Y | [18 empty] | 0 | [18 empty] | 0 |  | 0 | [24 empty] | 0 |  |  |  | 6901W | [7 empty] | New DID, CSS 0, no VM
7457585 | U MI CIT | LEVEL 2 | IDF 2M-009C | 2-319M | GENERATOR ROOM | 1 |  | W |  |  | PHONE | [23 empty] | FACILITIES_ELEC_GEN RM | 2024-08-21 | [5 empty] | Y | [18 empty] | 0 | [18 empty] | 0 |  | 0 | [24 empty] | 0 |  |  |  | 6901W | [7 empty] | New DID, CSS 0, no VM
4501800 | U MI CIT | LEVEL 2A | MDF 2A-338C | 2A-336-1 | OFFICE, MANAGER | 1 |  | 3 |  | R5-B-16 | PHONE/WORKSTATION |  |  | R6-B-05 | WIRED SPARE |  |  | R6-B-03 | SPARE |  |  | R6-F-13 |  |  |  | R6-F-14 |  |  |  | R6-F-15 |  |  |  |  | HITS - EI (AV MGR) | 2024-03-06 |  | 1 | 2025-05-19 |  |  | Y | [14 empty] | WSMCD087 |  |  |  | 0 |  |  | 1 |  |  |  |  | 1 | [5 empty] | 2 |  |  |  | 1 | 0 |  | 0 | [24 empty] | 0 |  |  |  | 8811 | [7 empty] | New DID, CSS 40, VM?
10704316 | U MI CIT | LEVEL 2A | MDF 2A-338C | 2A-338 | IT RECEIVING/ STAGING AREA I | 3 |  | 3 |  | R5-B-16 | PHONE |  |  | R6-B-05 | WIRED SPARE |  |  | R6-B-03 | SPARE |  |  | R6-F-13 |  |  |  | R6-F-14 |  |  |  | R6-F-15 |  |  |  |  | HITS - EI | 2024-03-22 |  | 1 | 2025-05-19 |  |  | Y | [18 empty] | 0 | [18 empty] | 0 |  | 0 | [24 empty] | 0 |  |  |  | 6901 | [7 empty] | New DID, CSS 40, no VM
99999992 | U MI CIT | LEVEL 3 | IDF 3-122C | 3-120Z | CORRIDOR | 5 |  | W |  |  | PHONE | [23 empty] | HOUSE PHONE | 2024-08-21 | [5 empty] | Y | [18 empty] | 0 | [18 empty] | 0 |  | 0 | [24 empty] | 0 |  |  |  | 6901W | [7 empty] | New DID, CSS 0, no VM
99999993 | U MI CIT | LEVEL 3 | IDF 3-122C | 3-120Z | CORRIDOR | 6 |  | W |  |  | PHONE | [23 empty] | HOUSE PHONE | 2024-08-21 | [5 empty] | Y | [18 empty] | 0 | [18 empty] | 0 |  | 0 | [24 empty] | 0 |  |  |  | 6901W | [7 empty] | New DID, CSS 0, no VM
7463251 | U MI CIT | LEVEL 5 | IDF 5-304C | 5-301A | ELEVATOR CONTROL ROOM | 1 |  | EL |  |  | PHONE |  |  |  | ELEVATOR |  |  |  | ELEVATOR | [15 empty] | FACILITIES_ELEV CNTRL | 2024-08-21 | [5 empty] | Y | [18 empty] | 0 | [18 empty] | 0 |  | 0 | [24 empty] | 0 |  |  |  | 6901W | [7 empty] | New DID, CSS 0, no VM
10869600 | U MI CIT | LEVEL 5 | IDF 5-304C | 5-301M | MECHANICAL ROOM | 2 |  | W |  |  | PHONE | [23 empty] | FACILITIES_MECH | 2024-08-21 | [5 empty] | Y | [18 empty] | 0 | [18 empty] | 0 |  | 0 | [24 empty] | 0 |  |  |  | 6901W | [7 empty] | New DID, CSS 0, no VM
4446364 | U MI CIT | LEVEL 6 | IDF 6-238C | 6-330Z | CORRIDOR | 1 |  | W |  |  | PHONE | [23 empty] | HOUSE PHONE | 2024-08-21 | [5 empty] | Y | [18 empty] | 0 | [18 empty] | 0 |  | 0 | [24 empty] | 0 |  |  |  | 6901W | [7 empty] | New DID, CSS 0, no VM
7011718 | U MI CIT | LEVEL 7 | IDF 7-304C | 7-301M | MECHANICAL | 1 |  | W |  |  | PHONE | [23 empty] | FACILITIES_MECH | 2024-08-21 | [5 empty] | Y | [18 empty] | 0 | [18 empty] | 0 |  | 0 | [24 empty] | 0 |  |  |  | 6901W | [7 empty] | New DID, CSS 0, no VM
7011727 | U MI CIT | LEVEL 7 | IDF 7-304C | 7-305M | MECHANICAL | 1 |  | W |  |  | PHONE | [23 empty] | FACILITIES_MECH | 2024-08-21 | [5 empty] | Y | [18 empty] | 0 | [18 empty] | 0 |  | 0 | [24 empty] | 0 |  |  |  | 6901W | [7 empty] | New DID, CSS 0, no VM
11263057 | U MI CIT | LEVEL 1 | CVC TBD | CVC-119 1-140Z | EXAM ROOM 2/CORRIDOR HOUSE PHONE | 1 |  | W |  |  | PHONE | [23 empty] | HOUSE PHONE | 2024-08-21 | [5 empty] | Y | [18 empty] | 0 | [18 empty] | 0 |  | 0 | [24 empty] | 0 |  |  |  | 6901W | [7 empty] | New DID, CSS 0, no VM
6565487 | U MI CIT | PENTHOUSE | IDF PH-122C | PH-122C | RADIO ROOM | 1 |  | W |  |  | PHONE | [23 empty] | PENTHS_RADIO_ROOM | 2024-08-21 | [5 empty] | y | [18 empty] | 0 | [18 empty] | 0 |  | 0 | [24 empty] | 0 |  |  |  | 6901W | [7 empty] | New DID, CSS 0, no VM
5486140 | U MI CIT | LEVEL 10 | IDF 10-122C | 10-206 | TEAM ROOM | 9 |  | 3 |  |  | PHONE/WORKSTATION |  |  |  | WIRED SPARE |  |  |  | SPARE | [15 empty] | PAVILION CORE TEAM | 2024-08-29 |  | 3 | 2025-05-19 |  |  | Y | [14 empty] | WSPV0084 |  |  |  | 0 |  |  |  | 1 |  | 1 | [8 empty] | 1 |  |  | 1 | 0 |  | 0 |  |  | 1 | [21 empty] | 0 |  |  |  | 8811 | [7 empty] | New DID, CSS 40, no VM
10881469 | U MI CIT | LEVEL 10 | IDF 10-122C | 10-206 | TEAM ROOM | 13 |  | 3 |  |  | PHONE/WORKSTATION |  |  |  | WIRED SPARE |  |  |  | SPARE | [15 empty] | PAVILION CORE TEAM | 2024-08-29 |  | 3 | 2025-05-19 |  |  | Y | [14 empty] | WSPV0085 |  |  |  | 0 |  |  |  | 1 |  | 1 | [8 empty] | 1 |  |  | 1 | 0 |  | 0 |  |  | 1 | [21 empty] | 0 |  |  |  | 8811 | [7 empty] | New DID, CSS 40, no VM
10882595 | U MI CIT | LEVEL 11 | IDF 11-122C | 11-206 | TEAM ROOM | 1 |  | 3 |  |  | PHONE/WORKSTATION |  |  |  | WORKSTATION |  |  |  | SPARE | [15 empty] | PAVILION CORE TEAM | 2024-08-29 |  | 3 | 2025-05-19 |  |  | Y | [14 empty] | WSPV0103 | WSPV0104 |  |  | 0 |  |  |  | 2 |  | 2 | [8 empty] | 2 |  |  | 2 | 0 |  | 0 |  |  | 2 | [21 empty] | 0 |  |  |  | 8811 | [7 empty] | New DID, CSS 40, no VM
10839658 | U MI CIT | LEVEL 11 | IDF 11-122C | 11-206 | TEAM ROOM | 9 |  | 3 |  |  | PHONE/WORKSTATION |  |  |  | WIRED SPARE |  |  |  | SPARE | [15 empty] | PAVILION CORE TEAM | 2024-08-29 |  | 3 | 2025-05-19 |  |  | Y | [14 empty] | WSPV0108 |  |  |  | 0 |  |  |  | 1 |  | 1 | [8 empty] | 1 |  |  | 1 | 0 |  | 0 |  |  | 1 | [21 empty] | 0 |  |  |  | 8811 | [7 empty] | New DID, CSS 40, no VM
10882225 | U MI CIT | LEVEL 11 | IDF 11-122C | 11-206 | TEAM ROOM | 13 |  | 3 |  |  | PHONE/WORKSTATION |  |  |  | WIRED SPARE |  |  |  | SPARE | [15 empty] | PAVILION CORE TEAM | 2024-08-29 |  | 3 | 2025-05-19 |  |  | Y | [14 empty] | WSPV0109 |  |  |  | 0 |  |  |  | 1 |  | 1 | [8 empty] | 1 |  |  | 1 | 0 |  | 0 |  |  | 1 | [21 empty] | 0 |  |  |  | 8811 | [7 empty] | New DID, CSS 40, no VM
7095788 | U MI CIT | LEVEL 11 | IDF 11-438C | 11-417 | COMMUNAL TEAMING | 5 |  | AV |  |  | PHONE |  |  |  | WIRED SPARE | [19 empty] | PAVILION CORE TEAM | 2024-08-29 |  | 3 | 2025-05-19 | Y |  | Y | [18 empty] | 0 | [18 empty] | 0 |  | 0 | [24 empty] | 0 |  |  |  | 8811 | [7 empty] | New DID, CSS 40, no VM
4851817 | U MI CIT | LEVEL 11 | IDF 11-438C | 11-417 | COMMUNAL TEAMING | 3 |  | 3 |  |  | WIRED SPARE |  |  |  | WIRED SPARE |  |  |  | WIRED SPARE | [7 empty] | WIRED SPARE |  |  |  | WIRED SPARE |  |  |  | PAVILION CORE TEAM | 2024-08-29 |  | 3 | 2025-05-19 | [21 empty] | 0 | [18 empty] | 0 |  | 0 | [24 empty] | 0
4851809 | U MI CIT | LEVEL 11 | IDF 11-438C | 11-417 | COMMUNAL TEAMING | 4 |  | 3 |  |  | WIRED SPARE |  |  |  | WIRED SPARE |  |  |  | WIRED SPARE | [15 empty] | PAVILION CORE TEAM | 2024-08-29 |  | 3 | 2025-05-19 | [21 empty] | 0 | [18 empty] | 0 |  | 0 | [24 empty] | 0
5524110 | U MI CIT | LEVEL 12 | IDF 12-122C | 12-206 | TEAM ROOM | 11 |  | 3 |  |  | AV ROOM EQUIPMENT |  |  |  | AV ROOM EQUIPMENT |  |  |  | WIRED SPARE | [15 empty] | PAVILION CORE TEAM | 2024-08-29 | [13 empty] | CDIAVS | HUDDLE | [9 empty] | 0 | [18 empty] | 0 |  | 0 | [24 empty] | 0
10808745 | U MI CIT | LEVEL 6 | IDF 6-122C | 6-112A | TEAM ROOM | 3 |  | 3 |  |  | WORKSTATION |  |  |  | WIRED SPARE |  |  |  | SPARE | [15 empty] | PAVILION CORE TEAM | 2024-08-29 | [24 empty] | 0 |  |  |  | 1 |  | 1 | [8 empty] | 1 |  |  | 1 | 0 |  | 0 |  |  | 1 | [21 empty] | 0 | [11 empty] | New DID, CSS 40, no VM
10809356 | U MI CIT | LEVEL 6 | IDF 6-122C | 6-112A | TEAM ROOM | 5 |  | 3 |  |  | WORKSTATION |  |  |  | WIRED SPARE |  |  |  | SPARE | [15 empty] | PAVILION CORE TEAM | 2024-08-29 | [24 empty] | 0 |  |  |  | 1 |  | 1 | [8 empty] | 1 |  |  | 1 | 0 |  | 0 |  |  | 1 | [21 empty] | 0 | [11 empty] | New DID, CSS 40, no VM
10809616 | U MI CIT | LEVEL 6 | IDF 6-122C | 6-112A | TEAM ROOM | 9 |  | 3 |  |  | WORKSTATION |  |  |  | WIRED SPARE |  |  |  | SPARE | [15 empty] | PAVILION CORE TEAM | 2024-08-29 | [24 empty] | 0 |  |  |  | 1 |  | 1 | [8 empty] | 1 |  |  | 1 | 0 |  | 0 |  |  | 1 | [21 empty] | 0 | [11 empty] | New DID, CSS 40, no VM
10811577 | U MI CIT | LEVEL 8 | IDF 8-122C | 8-206 | TEAM ROOM | 15 |  | 3 |  |  | PHONE/WORKSTATION |  |  |  | WIRED SPARE |  |  |  | SPARE | [15 empty] | PAV AV ROOM REVIEW | 2024-08-29 |  | 2A | 2025-04-21 |  |  | Y | [14 empty] | WSPV0056 |  |  |  | 0 |  |  |  | 1 |  | 1 | [8 empty] | 1 |  |  | 1 | 0 |  | 0 |  |  | 1 | [21 empty] | 0 |  |  |  | 8811 | [7 empty] | New DID, CSS 40, no VM
4515958 | U MI CIT | LEVEL 8 | IDF 8-122C | 8-213 | CONSULT (Respite Room) | 4 |  | 3 |  |  | WIRED SPARE |  |  |  | WIRED SPARE |  |  |  | WIRED SPARE | [15 empty] | PAVILION CORE TEAM | 2024-08-29 |  | 2A | 2025-04-21 | [21 empty] | 0 | [18 empty] | 0 |  | 0 | [24 empty] | 0
4492590 | U MI CIT | LEVEL 9 | IDF 9-122C | 9-212 | NURSES STATION | 3 |  | 3 |  |  | PHONE/WORKSTATION |  |  |  | WIRED SPARE |  |  |  | SPARE | [15 empty] | NURSES STATION | 2024-09-09 |  | 2B | 2025-04-07 |  |  | Y | [14 empty] | WSIU3154 |  |  |  | 0 |  |  |  | 1 | 1 | [12 empty] | 1 | 0 |  | 0 |  |  | 1 | [21 empty] | 0 |  |  |  | 8811 | [7 empty] | New DID, CSS 40, no VM
4492674 | U MI CIT | LEVEL 9 | IDF 9-122C | 9-212 | NURSES STATION | 6 |  | 3 |  |  | PHONE/WORKSTATION |  |  |  | WIRED SPARE |  |  |  | SPARE | [15 empty] | NURSES STATION | 2024-09-09 |  | 2B | 2025-04-07 |  |  | Y | [14 empty] | WSIU3157 |  |  |  | 0 |  |  |  | 1 | 1 | [12 empty] | 1 | 0 |  | 0 |  |  | 1 | [21 empty] | 0 |  |  |  | 8811 | [7 empty] | New DID, CSS 40, no VM
5218165 | U MI CIT | LEVEL 9 | IDF 9-122C | 9-213 | CONSULT / DEBRIEF (Respite Room) | 4 |  | 3 |  |  | WIRED SPARE |  |  |  | WIRED SPARE |  |  |  | WIRED SPARE | [15 empty] | PAVILION CORE TEAM | 2024-08-29 |  | 2B | 2025-04-07 | [21 empty] | 0 | [18 empty] | 0 |  | 0 | [24 empty] | 0
7056906 | U MI CIT | LEVEL 8 | IDF 8-438C | 8-406 | EEG | 1 |  | TV4-NC |  |  | TELEVISION |  |  |  | WIRED SPARE |  |  |  | V-NURSING |  |  |  | WIRED SPARE | [7 empty] | NURSE CALL JACK |  |  |  | EMU-EEG Staff | 2024-09-04 |  | 2A | 2025-04-21 | [21 empty] | 0 | [18 empty] | 0 |  | 0 | [24 empty] | 0
6621256 | U MI CIT | LEVEL 8 | IDF 8-438C | 8-406 | EEG | 2 |  | 3 |  |  | MEDICAL EQUIPMENT-MOBILE |  |  |  | WIRED SPARE |  |  |  | SPARE | [15 empty] | EMU-EEG Staff | 2024-09-04 |  | 2A | 2025-04-21 | [21 empty] | 0 | [18 empty] | 0 |  | 0 | [24 empty] | 0
8689656 | U MI CIT | LEVEL 8 | IDF 8-438C | 8-406 | EEG | 3 |  | 3 |  |  | WIRED SPARE |  |  |  | WIRED SPARE |  |  |  | WIRED SPARE | [15 empty] | EMU-EEG Staff | 2024-09-04 |  | 2A | 2025-04-21 | [21 empty] | 0 | [18 empty] | 0 |  | 0 | [24 empty] | 0
8341853 | U MI CIT | LEVEL 8 | IDF 8-438C | 8-406 | EEG | 5 |  | 3 |  |  | PHONE |  |  |  | WORKSTATION |  |  |  | SPARE | [15 empty] | EMU-EEG Staff | 2024-09-04 |  | 2A | 2025-04-21 |  |  | Y | [14 empty] | wsnu0304 |  |  |  | 0 |  |  |  | 1 |  | 1 | [8 empty] | 1 |  |  | 1 | 0 |  | 0 |  |  | 1 | [21 empty] | 0 |  |  |  | 8811 | [7 empty] | New DID, CSS 40, no VM
8686044 | U MI CIT | LEVEL 8 | IDF 8-438C | 8-406 | EEG | 4 |  | 3 |  |  | MEDICAL EQUIPMENT-MOBILE |  |  |  | WIRED SPARE |  |  |  | SPARE | [15 empty] | EMU-EEG Staff | 2024-09-04 |  | 2A | 2025-04-21 | [21 empty] | 0 | [18 empty] | 0 |  | 0 | [24 empty] | 0
5207022 | U MI CIT | LEVEL 8 | IDF 8-438C | 8-412 | EEG | 1 |  | TV4-NC |  |  | TELEVISION |  |  |  | WIRED SPARE |  |  |  | V-NURSING |  |  |  | WIRED SPARE | [7 empty] | NURSE CALL JACK |  |  |  | EMU-EEG Staff | 2024-09-04 |  | 2A | 2025-04-21 | [21 empty] | 0 | [18 empty] | 0 |  | 0 | [24 empty] | 0
6621501 | U MI CIT | LEVEL 8 | IDF 8-438C | 8-412 | EEG | 2 |  | 3 |  |  | MEDICAL EQUIPMENT-MOBILE |  |  |  | WIRED SPARE |  |  |  | SPARE | [15 empty] | EMU-EEG Staff | 2024-09-04 |  | 2A | 2025-04-21 | [21 empty] | 0 | [18 empty] | 0 |  | 0 | [24 empty] | 0
8686084 | U MI CIT | LEVEL 8 | IDF 8-438C | 8-412 | EEG | 3 |  | 3 |  |  | MEDICAL EQUIPMENT-MOBILE |  |  |  | WIRED SPARE |  |  |  | SPARE | [15 empty] | EMU-EEG Staff | 2024-09-04 |  | 2A | 2025-04-21 | [21 empty] | 0 | [18 empty] | 0 |  | 0 | [24 empty] | 0
8341949 | U MI CIT | LEVEL 8 | IDF 8-438C | 8-412 | EEG | 4 |  | 3 |  |  | PHONE |  |  |  | WORKSTATION |  |  |  | SPARE | [15 empty] | EMU-EEG Staff | 2024-09-04 |  | 2A | 2025-04-21 |  |  | Y | [14 empty] | wsnu0305 |  |  |  | 0 |  |  |  | 1 |  | 1 | [8 empty] | 1 |  |  | 1 | 0 |  | 0 |  |  | 1 | [21 empty] | 0 |  |  |  | 8811 | [7 empty] | New DID, CSS 40, no VM
5092318 | U MI CIT | LEVEL 8 | IDF 8-438C | 8-412 | EEG | 5 |  | WAP |  |  | WAP |  |  |  | WAP SPARE | [19 empty] | HITS-WAP | 2024-09-04 |  | 2A | 2025-04-21 | [21 empty] | 0 | [18 empty] | 0 |  | 0 | [24 empty] | 0
8686245 | U MI CIT | LEVEL 8 | IDF 8-438C | 8-412 | EEG | 6 |  | CAM |  |  | PATIENT CAMERA | [23 empty] | PATIENT CAMERA | 2024-09-04 |  | 2A | 2025-04-21 | [21 empty] | 0 | [18 empty] | 0 |  | 0 | [24 empty] | 0
8342251 | U MI CIT | LEVEL 8 | IDF 8-438C | 8-422 | EEG | 1 |  | 3 |  |  | MEDICAL EQUIPMENT-MOBILE |  |  |  | WIRED SPARE |  |  |  | SPARE | [15 empty] | EMU-EEG Staff | 2024-09-04 |  | 2A | 2025-04-21 | [21 empty] | 0 | [18 empty] | 0 |  | 0 | [24 empty] | 0
4351210 | U MI CIT | LEVEL 8 | IDF 8-438C | 8-422 | EEG | 3 |  | 3 |  |  | WIRED SPARE |  |  |  | WIRED SPARE |  |  |  | WIRED SPARE | [15 empty] | EMU-EEG Staff | 2024-09-04 |  | 2A | 2025-04-21 | [21 empty] | 0 | [18 empty] | 0 |  | 0 | [24 empty] | 0
8685508 | U MI CIT | LEVEL 8 | IDF 8-438C | 8-422 | EEG | 4 |  | 3 |  |  | MEDICAL EQUIPMENT-MOBILE |  |  |  | WIRED SPARE |  |  |  | SPARE | [15 empty] | EMU-EEG Staff | 2024-09-04 |  | 2A | 2025-04-21 | [21 empty] | 0 | [18 empty] | 0 |  | 0 | [24 empty] | 0
4351290 | U MI CIT | LEVEL 8 | IDF 8-438C | 8-422 | EEG | 2 |  | 3 |  |  | PHONE |  |  |  | WORKSTATION |  |  |  | SPARE | [15 empty] | EMU-EEG Staff | 2024-09-04 |  | 2A | 2025-04-21 |  |  | Y | [14 empty] | wsnu0306 |  |  |  | 0 |  |  |  | 1 |  | 1 | [8 empty] | 1 |  |  | 1 | 0 |  | 0 |  |  | 1 | [21 empty] | 0 |  |  |  | 8811 | [7 empty] | New DID, CSS 40, no VM
4351310 | U MI CIT | LEVEL 8 | IDF 8-438C | 8-422 | EEG | 5 |  | TV4-NC |  |  | TELEVISION |  |  |  | WIRED SPARE |  |  |  | V-NURSING |  |  |  | WIRED SPARE | [7 empty] | NURSE CALL JACK |  |  |  | EMU-EEG Staff | 2024-09-04 |  | 2A | 2025-04-21 | [21 empty] | 0 | [18 empty] | 0 |  | 0 | [24 empty] | 0
8685767 | U MI CIT | LEVEL 8 | IDF 8-438C | 8-422 | EEG | 6 |  | CAM |  |  | PATIENT CAMERA | [23 empty] | PATIENT CAMERA | 2024-09-04 |  | 2A | 2025-04-21 | [21 empty] | 0 | [18 empty] | 0 |  | 0 | [24 empty] | 0
4351330 | U MI CIT | LEVEL 8 | IDF 8-438C | 8-424 | EEG | 1 |  | TV4-NC |  |  | TELEVISION |  |  |  | WIRED SPARE |  |  |  | V-NURSING |  |  |  | WIRED SPARE | [7 empty] | NURSE CALL JACK |  |  |  | EMU-EEG Staff | 2024-09-04 |  | 2A | 2025-04-21 | [21 empty] | 0 | [18 empty] | 0 |  | 0 | [24 empty] | 0
4351230 | U MI CIT | LEVEL 8 | IDF 8-438C | 8-424 | EEG | 2 |  | 3 |  |  | ACTIVATE |  |  |  | WIRED SPARE |  |  |  | SPARE | [15 empty] | EMU-EEG Staff | 2024-09-04 |  | 2A | 2025-04-21 | [21 empty] | 0 | [18 empty] | 0 |  | 0 | [24 empty] | 0
4474504 | U MI CIT | LEVEL 8 | IDF 8-438C | 8-424 | EEG | 3 |  | 3 |  |  | ACTIVATE |  |  |  | WIRED SPARE |  |  |  | SPARE | [15 empty] | EMU-EEG Staff | 2024-09-04 |  | 2A | 2025-04-21 | [21 empty] | 0 | [18 empty] | 0 |  | 0 | [24 empty] | 0
4351250 | U MI CIT | LEVEL 8 | IDF 8-438C | 8-424 | EEG | 5 |  | 3 |  |  | PHONE |  |  |  | WORKSTATION |  |  |  | SPARE | [15 empty] | EMU-EEG Staff | 2024-09-04 |  | 2A | 2025-04-21 |  |  | Y | [14 empty] | wsnu0307 |  |  |  | 0 |  |  |  | 1 |  | 1 | [8 empty] | 1 |  |  | 1 | 0 |  | 0 |  |  | 1 | [21 empty] | 0 |  |  |  | 8811 | [7 empty] | New DID, CSS 40, no VM
8685837 | U MI CIT | LEVEL 8 | IDF 8-438C | 8-424 | EEG | 6 |  | CAM |  |  | PATIENT CAMERA | [23 empty] | PATIENT CAMERA | 2024-09-04 |  | 2A | 2025-04-21 | [21 empty] | 0 | [18 empty] | 0 |  | 0 | [24 empty] | 0
5206528 | U MI CIT | LEVEL 8 | IDF 8-438C | 8-426 | EEG | 1 |  | TV4-NC |  |  | TELEVISION |  |  |  | WIRED SPARE |  |  |  | V-NURSING |  |  |  | WIRED SPARE | [7 empty] | NURSE CALL JACK |  |  |  | EMU-EEG Staff | 2024-09-04 |  | 2A | 2025-04-21 | [21 empty] | 0 | [18 empty] | 0 |  | 0 | [24 empty] | 0
7894371 | U MI CIT | LEVEL 8 | IDF 8-438C | 8-426 | EEG | 2 |  | 3 |  |  | MEDICAL EQUIPMENT-MOBILE |  |  |  | WIRED SPARE |  |  |  | SPARE | [15 empty] | EMU-EEG Staff | 2024-09-04 |  | 2A | 2025-04-21 | [21 empty] | 0 | [18 empty] | 0 |  | 0 | [24 empty] | 0
7894395 | U MI CIT | LEVEL 8 | IDF 8-438C | 8-426 | EEG | 3 |  | 3 |  |  | WIRED SPARE |  |  |  | WIRED SPARE |  |  |  | WIRED SPARE | [15 empty] | EMU-EEG Staff | 2024-09-04 |  | 2A | 2025-04-21 | [21 empty] | 0 | [18 empty] | 0 |  | 0 | [24 empty] | 0
7894387 | U MI CIT | LEVEL 8 | IDF 8-438C | 8-426 | EEG | 4 |  | 3 |  |  | PHONE |  |  |  | WORKSTATION |  |  |  | SPARE | [15 empty] | EMU-EEG Staff | 2024-09-04 |  | 2A | 2025-04-21 |  |  | Y | [14 empty] | wsnu0308 |  |  |  | 0 |  |  |  | 1 |  | 1 | [7 empty] | 1 |  |  |  | 1 | 0 |  | 0 |  |  | 1 | [21 empty] | 0 |  |  |  | 8811 | [7 empty] | New DID, CSS 40, no VM
7894379 | U MI CIT | LEVEL 8 | IDF 8-438C | 8-426 | EEG | 5 |  | 3 |  |  | MEDICAL EQUIPMENT-MOBILE |  |  |  | WIRED SPARE |  |  |  | SPARE | [15 empty] | EMU-EEG Staff | 2024-09-04 |  | 2A | 2025-04-21 | [21 empty] | 0 | [18 empty] | 0 |  | 0 | [24 empty] | 0
8685873 | U MI CIT | LEVEL 8 | IDF 8-438C | 8-426 | EEG | 6 |  | CAM |  |  | PATIENT CAMERA | [23 empty] | PATIENT CAMERA | 2024-09-04 |  | 2A | 2025-04-21 | [21 empty] | 0 | [18 empty] | 0 |  | 0 | [24 empty] | 0
4474272 | U MI CIT | LEVEL 8 | IDF 8-438C | 8-428 | EEG EVOKE | 3 |  | 3 |  |  | MEDICAL EQUIPMENT-MOBILE |  |  |  | WIRED SPARE |  |  |  | SPARE | [15 empty] | EMU-EEG Staff | 2024-09-04 |  | 2A | 2025-04-21 | [21 empty] | 0 | [18 empty] | 0 |  | 0 | [24 empty] | 0
4474228 | U MI CIT | LEVEL 8 | IDF 8-438C | 8-428 | EEG EVOKE | 4 |  | 3 |  |  | MEDICAL EQUIPMENT-FIXED |  |  |  | WIRED SPARE |  |  |  | SPARE | [15 empty] | EMU-EEG Staff | 2024-09-04 |  | 2A | 2025-04-21 | [21 empty] | 0 | [18 empty] | 0 |  | 0 | [24 empty] | 0
4474127 | U MI CIT | LEVEL 8 | IDF 8-438C | 8-428 | EEG EVOKE | 1 |  | 3 |  |  | PHONE |  |  |  | WORKSTATION |  |  |  | SPARE | [15 empty] | EMU-EEG Staff | 2024-09-04 |  | 2A | 2025-04-21 |  |  | Y | [14 empty] | wsnu0309 |  |  |  | 0 |  |  |  | 1 | 1 | [8 empty] | 1 |  |  |  | 1 | 0 |  | 0 |  |  | 1 | [21 empty] | 0 |  |  |  | 8811 | [7 empty] | New DID, CSS 40, no VM
4474383 | U MI CIT | LEVEL 8 | IDF 8-438C | 8-428 | EEG EVOKE | 5 |  | TV4-NC |  |  | TELEVISION |  |  |  | WIRED SPARE |  |  |  | V-NURSING |  |  |  | WIRED SPARE | [7 empty] | NURSE CALL JACK |  |  |  | EMU-EEG Staff | 2024-09-04 |  | 2A | 2025-04-21 | [21 empty] | 0 | [18 empty] | 0 |  | 0 | [24 empty] | 0
4475597 | U MI CIT | LEVEL 8 | IDF 8-334C | 8-516 | FELLOWS WORKROOM | 2 |  | 3 |  |  | WORKSTATION |  |  |  | WIRED SPARE |  |  |  | SPARE | [15 empty] | EMU-EEG Staff | 2024-09-04 |  | 2A | 2025-04-21 | [17 empty] | WSPV0041 |  |  |  | 0 |  |  | 1 |  |  |  |  | 1 | [6 empty] | 2 |  |  | 1 | 0 |  | 0 | [24 empty] | 0 | [11 empty] | NATUS software needed
4475743 | U MI CIT | LEVEL 8 | IDF 8-334C | 8-516 | FELLOWS WORKROOM | 4 |  | 3 |  |  | WORKSTATION |  |  |  | WIRED SPARE |  |  |  | SPARE | [15 empty] | EMU-EEG Staff | 2024-09-04 |  | 2A | 2025-04-21 | [17 empty] | WSPV0043 |  |  |  | 0 |  |  | 1 |  |  |  |  | 1 | [6 empty] | 2 |  |  | 1 | 0 |  | 0 | [24 empty] | 0 | [11 empty] | NATUS software needed
4475703 | U MI CIT | LEVEL 8 | IDF 8-334C | 8-516 | FELLOWS WORKROOM | 6 |  | 3 |  |  | WORKSTATION |  |  |  | WIRED SPARE |  |  |  | SPARE | [15 empty] | EMU-EEG Staff | 2024-09-04 |  | 2A | 2025-04-21 | [17 empty] | WSPV0045 |  |  |  | 0 |  |  | 1 |  |  |  |  | 1 | [6 empty] | 2 |  |  | 1 | 0 |  | 0 | [24 empty] | 0 | [11 empty] | NATUS software needed
4475683 | U MI CIT | LEVEL 8 | IDF 8-334C | 8-516 | FELLOWS WORKROOM | 7 |  | 3 |  |  | PRINTER |  |  |  | WIRED SPARE |  |  |  | SPARE | [15 empty] | EMU-EEG Staff | 2024-09-04 |  | 2A | 2025-04-21 | [19 empty] | PRT-PAV0806 |  | 0 | [18 empty] | 0 |  | 0 | [11 empty] | 1 | [12 empty] | 0
4475663 | U MI CIT | LEVEL 8 | IDF 8-334C | 8-516 | FELLOWS WORKROOM | 8 |  | 3 |  |  | WORKSTATION |  |  |  | WIRED SPARE |  |  |  | SPARE | [15 empty] | EMU-EEG Staff | 2024-09-04 |  | 2A | 2025-04-21 | [17 empty] | WSPV0046 |  |  |  | 0 |  |  | 1 |  |  |  |  | 1 | [6 empty] | 2 |  |  | 1 | 0 |  | 0 | [24 empty] | 0 | [11 empty] | NATUS software needed
4475484 | U MI CIT | LEVEL 8 | IDF 8-334C | 8-516 | FELLOWS WORKROOM | 1 |  | 3 |  |  | PHONE/WORKSTATION |  |  |  | WIRED SPARE |  |  |  | SPARE | [15 empty] | EMU-EEG Staff | 2024-09-04 |  | 2A | 2025-04-21 |  |  | Y | [14 empty] | WSPV0040 |  |  |  | 0 |  |  | 1 |  |  |  |  | 1 | [6 empty] | 2 |  |  | 1 | 0 |  | 0 | [24 empty] | 0 |  |  |  | 8811 | [7 empty] | New DID, CSS 40, no VM, NATUS software needed
4475623 | U MI CIT | LEVEL 8 | IDF 8-334C | 8-516 | FELLOWS WORKROOM | 10 |  | 3 |  |  | WORKSTATION |  |  |  | WIRED SPARE |  |  |  | SPARE | [15 empty] | EMU-EEG Staff | 2024-09-04 |  | 2A | 2025-04-21 | [17 empty] | WSPV0048 |  |  |  | 0 |  |  | 1 |  |  |  |  | 1 |  |  |  |  | 1 |  | 1 |  |  | 1 | 0 |  | 0 | [24 empty] | 0 | [11 empty] | NATUS software needed
4476073 | U MI CIT | LEVEL 8 | IDF 8-334C | 8-516 | FELLOWS WORKROOM | 11 |  | AV |  |  | AV ROOM EQUIPMENT |  |  |  | AV ROOM EQUIPMENT | [19 empty] | EMU-EEG Staff | 2024-09-04 |  | 2A | 2025-04-21 | Y | [9 empty] | CDIAVS | conf | [9 empty] | 0 | [18 empty] | 0 |  | 0 | [24 empty] | 0
4475643 | U MI CIT | LEVEL 8 | IDF 8-334C | 8-516 | FELLOWS WORKROOM | 9 |  | 3 |  |  | PHONE/WORKSTATION |  |  |  | WIRED SPARE |  |  |  | SPARE | [15 empty] | EMU-EEG Staff | 2024-09-04 |  | 2A | 2025-04-21 |  |  | Y | [14 empty] | WSPV0047 |  |  |  | 0 |  |  | 1 |  |  |  |  | 1 |  |  |  |  | 1 |  | 1 |  |  | 1 | 0 |  | 0 | [24 empty] | 0 |  |  |  | 8811 | [7 empty] | New DID, CSS 40, no VM,NATUS software needed
4476105 | U MI CIT | LEVEL 8 | IDF 8-334C | 8-516 | FELLOWS WORKROOM | 12 |  | AV |  |  | WIRED SPARE |  |  |  | WIRED SPARE | [19 empty] | EMU-EEG Staff | 2024-09-04 |  | 2A | 2025-04-21 | Y | [20 empty] | 0 | [18 empty] | 0 |  | 0 | [24 empty] | 0
7057663 | U MI CIT | LEVEL 8 | IDF 8-334C | 8-516 | FELLOWS WORKROOM | 13 |  | AV |  |  | AV ROOM EQUIPMENT |  |  |  | AV ROOM EQUIPMENT | [19 empty] | EMU-EEG Staff | 2024-09-04 |  | 2A | 2025-04-21 | Y | [9 empty] | CDIAVS | conf TP | [9 empty] | 0 | [18 empty] | 0 |  | 0 | [24 empty] | 0
10846874 | U MI CIT | LEVEL 10 | IDF 10-334C | 10-100A | ALC ARREST CART | 1 |  | 3 |  |  | MEDICAL EQUIPMENT-FIXED |  |  |  | WIRED SPARE |  |  |  | SPARE | [15 empty] | PAVILION CORE TEAM | 2024-09-06 |  | 3 | 2025-05-19 | [21 empty] | 0 | [18 empty] | 0 |  | 0 | [24 empty] | 0
7468233 | U MI CIT | LEVEL 10 | IDF 10-122C | 10-212A | ALCOVE, IT EQUIPMENT | 1 |  | 3 |  |  | MEDICAL EQUIPMENT-MOBILE |  |  |  | WIRED SPARE |  |  |  | SPARE | [15 empty] | PAVILION CORE TEAM | 2024-09-06 |  | 3 | 2025-05-19 | [21 empty] | 0 | [18 empty] | 0 |  | 0 | [24 empty] | 0
10848435 | U MI CIT | LEVEL 10 | IDF 10-122C | 10-310A | ALC ARREST CART | 1 |  | 3 |  |  | MEDICAL EQUIPMENT-FIXED |  |  |  | WIRED SPARE |  |  |  | SPARE | [15 empty] | PAVILION CORE TEAM | 2024-09-06 |  | 3 | 2025-05-19 | [21 empty] | 0 | [18 empty] | 0 |  | 0 | [24 empty] | 0
10850567 | U MI CIT | LEVEL 10 | IDF 10-438C | 10-320A | ALC ARREST CART | 1 |  | 3 |  |  | MEDICAL EQUIPMENT-FIXED |  |  |  | WIRED SPARE |  |  |  | SPARE | [15 empty] | PAVILION CORE TEAM | 2024-09-06 |  | 3 | 2025-05-19 | [21 empty] | 0 | [18 empty] | 0 |  | 0 | [24 empty] | 0
10852436 | U MI CIT | LEVEL 10 | IDF 10-438C | 10-510D | ALC ARREST CART | 1 |  | 3 |  |  | MEDICAL EQUIPMENT-FIXED |  |  |  | WIRED SPARE |  |  |  | SPARE | [15 empty] | PAVILION CORE TEAM | 2024-09-06 |  | 3 | 2025-05-19 | [21 empty] | 0 | [18 empty] | 0 |  | 0 | [24 empty] | 0
10840805 | U MI CIT | LEVEL 11 | IDF 11-334C | 11-100A | ALC ARREST CART | 1 |  | 3 |  |  | MEDICAL EQUIPMENT-FIXED |  |  |  | WIRED SPARE |  |  |  | SPARE | [15 empty] | PAVILION CORE TEAM | 2024-09-06 |  | 3 | 2025-05-19 | [21 empty] | 0 | [18 empty] | 0 |  | 0 | [24 empty] | 0
10839036 | U MI CIT | LEVEL 11 | IDF 11-122C | 11-212A | ALCOVE, IT EQUIPMENT | 1 |  | 3 |  |  | MEDICAL EQUIPMENT-MOBILE |  |  |  | WIRED SPARE |  |  |  | SPARE | [15 empty] | PAVILION CORE TEAM | 2024-09-06 |  | 3 | 2025-05-19 | [21 empty] | 0 | [18 empty] | 0 |  | 0 | [24 empty] | 0
10820665 | U MI CIT | LEVEL 1 | IDF 1-005 | 1-130A | ALCOVE | 1 |  | 3 |  |  | MEDICAL EQUIPMENT-MOBILE |  |  |  | WIRED SPARE |  |  |  | SPARE | [15 empty] | PAVILION CORE TEAM | 2024-09-06 | [24 empty] | 0 | [18 empty] | 0 |  | 0 | [24 empty] | 0
10838871 | U MI CIT | LEVEL 11 | IDF 11-122C | 11-310A | ALC ARREST CART | 1 |  | 3 |  |  | MEDICAL EQUIPMENT-FIXED |  |  |  | WIRED SPARE |  |  |  | SPARE | [15 empty] | PAVILION CORE TEAM | 2024-09-06 |  | 3 | 2025-05-19 | [21 empty] | 0 | [18 empty] | 0 |  | 0 | [24 empty] | 0
10844332 | U MI CIT | LEVEL 11 | IDF 11-438C | 11-320A | ALC ARREST CART | 1 |  | 3 |  |  | MEDICAL EQUIPMENT-FIXED |  |  |  | WIRED SPARE |  |  |  | SPARE | [15 empty] | PAVILION CORE TEAM | 2024-09-06 |  | 3 | 2025-05-19 | [21 empty] | 0 | [18 empty] | 0 |  | 0 | [24 empty] | 0
7468616 | U MI CIT | LEVEL 11 | IDF 11-334C | 11-340A | ALCOVE, SPECIALTY CART | 1 |  | 1 |  |  | MEDICAL EQUIPMENT-MOBILE | [23 empty] | PAVILION CORE TEAM | 2024-09-06 |  | 3 | 2025-05-19 | [21 empty] | 0 | [18 empty] | 0 |  | 0 | [24 empty] | 0
10845510 | U MI CIT | LEVEL 11 | IDF 11-438C | 11-510D | ALC ARREST CART | 1 |  | 3 |  |  | MEDICAL EQUIPMENT-MOBILE |  |  |  | WIRED SPARE |  |  |  | SPARE | [15 empty] | PAVILION CORE TEAM | 2024-09-06 |  | 3 | 2025-05-19 | [21 empty] | 0 | [18 empty] | 0 |  | 0 | [24 empty] | 0
7521846 | U MI CIT | LEVEL 12 | IDF 12-122C | 12-005Y | CORRIDOR | 1 |  | W | [26 empty] | PAVILION CORE TEAM | 2024-09-06 | [24 empty] | 0 | [18 empty] | 0 |  | 0 | [24 empty] | 0 | [11 empty] | Cant be found ,so no phone
10831188 | U MI CIT | LEVEL 12 | IDF 12-334C | 12-100A | ALC ARREST CART | 1 |  | 3 |  |  | MEDICAL EQUIPMENT-FIXED |  |  |  | WIRED SPARE |  |  |  | SPARE | [15 empty] | PAVILION CORE TEAM | 2024-09-06 | [24 empty] | 0 | [18 empty] | 0 |  | 0 | [24 empty] | 0
10830868 | U MI CIT | LEVEL 12 | IDF 12-122C | 12-212A | ALCOVE, IT EQUIPMENT | 1 |  | 3 |  |  | MEDICAL EQUIPMENT-MOBILE |  |  |  | WIRED SPARE |  |  |  | SPARE | [15 empty] | PAVILION CORE TEAM | 2024-09-06 | [24 empty] | 0 | [18 empty] | 0 |  | 0 | [24 empty] | 0
10830665 | U MI CIT | LEVEL 12 | IDF 12-122C | 12-310A | ALC ARREST CART | 1 |  | 3 |  |  | MEDICAL EQUIPMENT-FIXED |  |  |  | WIRED SPARE |  |  |  | SPARE | [15 empty] | PAVILION CORE TEAM | 2024-09-06 | [24 empty] | 0 | [18 empty] | 0 |  | 0 | [24 empty] | 0
10834092 | U MI CIT | LEVEL 12 | IDF 12-438C | 12-320A | ALC ARREST CART | 1 |  | 3 |  |  | MEDICAL EQUIPMENT-FIXED |  |  |  | WIRED SPARE |  |  |  | SPARE | [15 empty] | PAVILION CORE TEAM | 2024-09-06 | [24 empty] | 0 | [18 empty] | 0 |  | 0 | [24 empty] | 0
10835475 | U MI CIT | LEVEL 12 | IDF 12-334C | 12-510D | ALC ARREST CART | 1 |  | 3 |  |  | MEDICAL EQUIPMENT-MOBILE |  |  |  | WIRED SPARE |  |  |  | SPARE | [15 empty] | PAVILION CORE TEAM | 2024-09-06 | [24 empty] | 0 | [18 empty] | 0 |  | 0 | [24 empty] | 0
8680731 | U MI CIT | LEVEL 2A | MDF 2A-338C | 2A-040A | SWIPE IN AREA | 1 |  | TC |  | R5-B-16 | TIME/ATTEND CLOCK |  |  | R6-B-05 |  |  |  | R6-B-03 |  |  |  | R6-F-13 |  |  |  | R6-F-14 |  |  |  | R6-F-15 |  |  |  |  | PAVILION CORE TEAM | 2024-09-06 |  | 7 | [22 empty] | 0 | [18 empty] | 0 |  | 0 | [24 empty] | 0
10824280 | U MI CIT | LEVEL 2A | MDF 2A-338C | 2A-040A | SWIPE IN AREA | 2 |  | TC |  | R5-B-16 | TIME/ATTEND CLOCK |  |  | R6-B-05 |  |  |  | R6-B-03 |  |  |  | R6-F-13 |  |  |  | R6-F-14 |  |  |  | R6-F-15 |  |  |  |  | PAVILION CORE TEAM | 2024-09-06 |  | 7 | [22 empty] | 0 | [18 empty] | 0 |  | 0 | [24 empty] | 0
10826962 | U MI CIT | LEVEL 2A | MDF 2A-338C | 2A-101 | KITCHEN | 9 |  | TC |  | R5-B-16 | TIME/ATTEND CLOCK |  |  | R6-B-05 |  |  |  | R6-B-03 |  |  |  | R6-F-13 |  |  |  | R6-F-14 |  |  |  | R6-F-15 |  |  |  |  | PAVILION CORE TEAM | 2024-09-06 |  | 7 | [22 empty] | 0 | [18 empty] | 0 |  | 0 | [24 empty] | 0
7299621 | U MI CIT | LEVEL 2A | IDF 2A-503C | 2A-130Z | CORRIDOR | 1 |  | 3 |  | R2-C-06 | KEY BOX |  |  | R2-C-11 | WIRED SPARE |  |  | R2-A-11 | SPARE |  |  | R2-A-18 |  |  |  | R2-A-19 |  |  |  | R2-A-20 |  |  |  |  | PAVILION CORE TEAM | 2024-09-06 |  | 0 | [22 empty] | 0 | [18 empty] | 0 |  | 0 | [24 empty] | 0
4509204 | U MI CIT | LEVEL 2A | MDF 2A-338C | 2A-219 | MATERIAL SERVICES CENTER | 17 |  | TC |  | R5-B-16 | TIME/ATTEND CLOCK |  |  | R6-B-05 |  |  |  | R6-B-03 |  |  |  | R6-F-13 |  |  |  | R6-F-14 |  |  |  | R6-F-15 |  |  |  |  | PAVILION CORE TEAM | 2024-09-06 | [24 empty] | 0 | [18 empty] | 0 |  | 0 | [24 empty] | 0
10826830 | U MI CIT | LEVEL 2A | MDF 2A-338C | 2A-219 | MATERIAL SERVICES CENTER | 22 |  | TC |  | R5-B-16 | TIME/ATTEND CLOCK |  |  | R6-B-05 |  |  |  | R6-B-03 |  |  |  | R6-F-13 |  |  |  | R6-F-14 |  |  |  | R6-F-15 |  |  |  |  | PAVILION CORE TEAM | 2024-09-06 | [24 empty] | 0 | [18 empty] | 0 |  | 0 | [24 empty] | 0
8684292 | U MI CIT | LEVEL 2A | IDF 2A-503C | 2A-530X | STAIR 1 EXIT PASSAGEWAY | 4 |  | TC |  | R2-C-06 | TIME/ATTEND CLOCK |  |  | R2-C-11 |  |  |  | R2-A-11 |  |  |  | R2-A-18 |  |  |  | R2-A-19 |  |  |  | R2-A-20 |  |  |  |  | PAVILION CORE TEAM | 2024-09-06 | [24 empty] | 0 | [18 empty] | 0 |  | 0 | [24 empty] | 0
11109467 | U MI CIT | LEVEL 3 | IDF 3-304C | 3-001 | LOBBY | 4 |  | 3 |  |  | MEDICAL EQUIPMENT-FIXED |  |  |  | WIRED SPARE |  |  |  | SPARE | [15 empty] | FAC Bldg Mgr to review | 2024-09-06 | [24 empty] | 0 | [18 empty] | 0 |  | 0 | [24 empty] | 0
5397157 | U MI CIT | LEVEL 3 | IDF 3-304C | 3-005 | CAFE | 1 |  | W |  |  | PHONE | [23 empty] | FACILITY | 2024-09-06 | [5 empty] | Y | [18 empty] | 0 | [18 empty] | 0 |  | 0 | [24 empty] | 0 |  |  |  | 6901W | [7 empty] | New DID, CSS 0, no VM
7460191 | U MI CIT | LEVEL 3 | IDF 3-238C | 3-093-01 | ALCOVE, POC | 1 |  | 3 |  |  | MEDICAL EQUIPMENT-MOBILE |  |  |  | WIRED SPARE |  |  |  | SPARE | [15 empty] | PAVILION CORE TEAM | 2024-09-06 | [24 empty] | 0 | [18 empty] | 0 |  | 0 | [24 empty] | 0
10827725 | U MI CIT | LEVEL 3 | IDF 3-304C | 3-155Z | CORRIDOR | 5 |  | TC |  |  | TIME/ATTEND CLOCK | [23 empty] | PAVILION CORE TEAM | 2024-09-06 | [24 empty] | 0 | [18 empty] | 0 |  | 0 | [24 empty] | 0
10829057 | U MI CIT | LEVEL 3 | IDF 3-122C | 3-160Z | CORRIDOR | 11 |  | TC |  |  | TIME/ATTEND CLOCK | [23 empty] | PAVILION CORE TEAM | 2024-09-06 | [24 empty] | 0 | [18 empty] | 0 |  | 0 | [24 empty] | 0
7461262 | U MI CIT | LEVEL 3 | IDF 3-122C | 3-200A | ALC ARREST CART | 1 |  | 3 |  |  | MEDICAL EQUIPMENT-MOBILE |  |  |  | WIRED SPARE |  |  |  | SPARE | [15 empty] | PAVILION CORE TEAM | 2024-09-06 | [24 empty] | 0 | [18 empty] | 0 |  | 0 | [24 empty] | 0
7461102 | U MI CIT | LEVEL 3 | IDF 3-122C | 3-210A | ALCOVE, PORTABLE NUC MED | 1 |  | 3 |  |  | MEDICAL EQUIPMENT-MOBILE |  |  |  | WIRED SPARE |  |  |  | SPARE | [15 empty] | PAVILION CORE TEAM | 2024-09-06 | [24 empty] | 0 | [18 empty] | 0 |  | 0 | [24 empty] | 0
10827818 | U MI CIT | LEVEL 3 | IDF 3-238C | 3-330Z | CORRIDOR | 2 |  | TC |  |  | TIME/ATTEND CLOCK | [23 empty] | PAVILION CORE TEAM | 2024-09-06 | [24 empty] | 0 | [18 empty] | 0 |  | 0 | [24 empty] | 0
6991983 | U MI CIT | LEVEL 5 | IDF 5-238C | 5-025A | NOUR CART ALCOVE | 1 |  | 3 |  |  | WIRED SPARE |  |  |  | WIRED SPARE |  |  |  | WIRED SPARE | [15 empty] | PAVILION CORE TEAM | 2024-09-06 | [24 empty] | 0 | [18 empty] | 0 |  | 0 | [24 empty] | 0
10869660 | U MI CIT | LEVEL 5 | IDF 5-304C | 5-530Z | CORRIDOR | 2 |  | TC |  |  | TIME/ATTEND CLOCK | [23 empty] | PAVILION CORE TEAM | 2024-09-06 | [24 empty] | 0 | [18 empty] | 0 |  | 0 | [24 empty] | 0
10877907 | U MI CIT | LEVEL 6 | IDF 6-122C | 6-200Z | CORRIDOR | 2 |  | TC |  |  | TIME/ATTEND CLOCK | [23 empty] | PAVILION CORE TEAM | 2024-09-06 | [24 empty] | 0 | [18 empty] | 0 |  | 0 | [24 empty] | 0
10878113 | U MI CIT | LEVEL 6 | IDF 6-238C | 6-210Z | CORRIDOR | 1 |  | TC |  |  | TIME/ATTEND CLOCK | [23 empty] | PAVILION CORE TEAM | 2024-09-06 | [24 empty] | 0 | [18 empty] | 0 |  | 0 | [24 empty] | 0
7004950 | U MI CIT | LEVEL 6 | IDF 6-122C | 6-220A | ALC | 1 |  | 3 |  |  | MEDICAL EQUIPMENT-MOBILE |  |  |  | WIRED SPARE |  |  |  | SPARE | [15 empty] | PAVILION CORE TEAM | 2024-09-06 | [24 empty] | 0 | [18 empty] | 0 |  | 0 | [24 empty] | 0
8865919 | U MI CIT | LEVEL 6 | IDF 6-238C | 6-220J | ALC | 1 |  | 3 |  |  | FIXED MEDICAL EQUIP |  |  |  | WIRED SPARE |  |  |  | SPARE | [15 empty] | PAVILION CORE TEAM | 2024-09-06 | [24 empty] | 0 | [18 empty] | 0 |  | 0 | [24 empty] | 0
6993024 | U MI CIT | LEVEL 6 | IDF 6-304C | 6-300A | ALC | 1 |  | 3 |  |  | WIRED SPARE |  |  |  | WIRED SPARE |  |  |  | WIRED SPARE | [15 empty] | PAVILION CORE TEAM | 2024-09-06 | [24 empty] | 0 | [18 empty] | 0 |  | 0 | [24 empty] | 0
6992643 | U MI CIT | LEVEL 6 | IDF 6-238C | 6-310A | ALC | 1 |  | 3 |  |  | MEDICAL EQUIPMENT-MOBILE |  |  |  | WIRED SPARE |  |  |  | SPARE | [15 empty] | PAVILION CORE TEAM | 2024-09-06 | [24 empty] | 0 | [18 empty] | 0 |  | 0 | [24 empty] | 0
6992940 | U MI CIT | LEVEL 6 | IDF 6-238C | 6-330C | ALC | 3 |  | 3 |  |  | MEDICAL EQUIPMENT-MOBILE |  |  |  | WIRED SPARE |  |  |  | SPARE | [15 empty] | PAVILION CORE TEAM | 2024-09-06 | [24 empty] | 0 | [18 empty] | 0 |  | 0 | [24 empty] | 0
8681030 | U MI CIT | LEVEL 6 | IDF 6-304C | 6-340Z | CORRIDOR | 1 |  | TC |  |  | TIME/ATTEND CLOCK | [23 empty] | PAVILION CORE TEAM | 2024-09-06 | [24 empty] | 0 | [18 empty] | 0 |  | 0 | [24 empty] | 0
4466224 | U MI CIT | LEVEL 6 | IDF 6-304C | 6-430Z | CORRIDOR | 1 |  | ID |  |  | STATUS BOARD |  |  |  | WIRED SPARE | [19 empty] | PAVILION CORE TEAM | 2024-09-06 | [24 empty] | 0 | [18 empty] | 0 |  | 0 | [24 empty] | 0
10878655 | U MI CIT | LEVEL 7 | IDF 7-304C | 7-110Z | CORRIDOR | 1 |  | TC |  |  | TIME/ATTEND CLOCK | [23 empty] | PAVILION CORE TEAM | 2024-09-06 | [24 empty] | 0 | [18 empty] | 0 |  | 0 | [24 empty] | 0
10862796 | U MI CIT | LEVEL 8 | IDF 8-334C | 8-120A | ALCOVE | 9 |  | 3 |  |  | MEDICAL EQUIPMENT-FIXED |  |  |  | WIRED SPARE |  |  |  | SPARE | [15 empty] | PAVILION CORE TEAM | 2024-09-06 |  | 2A | 2025-04-21 | [21 empty] | 0 | [18 empty] | 0 |  | 0 | [24 empty] | 0
8576575 | U MI CIT | LEVEL 8 | IDF 8-122C | 8-212A | ALCOVE, IT EQUIPMENT | 1 |  | 3 |  |  | MEDICAL EQUIPMENT-MOBILE |  |  |  | WIRED SPARE |  |  |  | SPARE | [15 empty] | PAVILION CORE TEAM | 2024-09-06 |  | 2A | 2025-04-21 | [21 empty] | 0 | [18 empty] | 0 |  | 0 | [24 empty] | 0
10861644 | U MI CIT | LEVEL 8 | IDF 8-122C | 8-310A | ALC ARREST CART | 1 |  | 3 |  |  | MEDICAL EQUIPMENT-FIXED |  |  |  | WIRED SPARE |  |  |  | SPARE | [15 empty] | PAVILION CORE TEAM | 2024-09-06 |  | 2A | 2025-04-21 | [21 empty] | 0 | [18 empty] | 0 |  | 0 | [24 empty] | 0
10865020 | U MI CIT | LEVEL 8 | IDF 8-334C | 8-310Z | CORRIDOR | 1 |  | 3 |  |  | WORKSTATION |  |  |  | WIRED SPARE |  |  |  | SPARE | [15 empty] | PAVILION CORE TEAM | 2024-09-06 |  | 2A | 2025-04-21 | [17 empty] | WSIU3106 | 8-317B |  |  | 0 |  |  |  | 1 | 1 | [12 empty] | 1 | 0 |  | 0 |  |  | 1 | [21 empty] | 0 | [11 empty] | FOR 8-317B NURSING ALCOVE PC IN THE CORRIDOR
10866503 | U MI CIT | LEVEL 8 | IDF 8-438C | 8-320A | ALC ARREST CART | 1 |  | 3 |  |  | MEDICAL EQUIPMENT-FIXED |  |  |  | WIRED SPARE |  |  |  | SPARE | [15 empty] | PAVILION CORE TEAM | 2024-09-06 |  | 2A | 2025-04-21 | [21 empty] | 0 | [18 empty] | 0 |  | 0 | [24 empty] | 0
7466460 | U MI CIT | LEVEL 8 | IDF 8-334C | 8-520A | ALCOVE, IMAGING | 1 |  | 1 |  |  | MEDICAL EQUIPMENT-MOBILE | [23 empty] | PAVILION CORE TEAM | 2024-09-06 |  | 2A | 2025-04-21 | [21 empty] | 0 | [18 empty] | 0 |  | 0 | [24 empty] | 0
10855584 | U MI CIT | LEVEL 9 | IDF 9-334C | 9-120A | ALCOVE | 2 |  | 3 |  |  | MEDICAL EQUIPMENT-FIXED |  |  |  | WIRED SPARE |  |  |  | SPARE | [15 empty] | PAVILION CORE TEAM | 2024-09-06 |  | 2B | 2025-04-07 | [21 empty] | 0 | [18 empty] | 0 |  | 0 | [24 empty] | 0
7467618 | U MI CIT | LEVEL 9 | IDF 9-122C | 9-212A | ALCOVE, IT EQUIPMENT | 2 |  | 3 |  |  | WIRED SPARE |  |  |  | WIRED SPARE |  |  |  | WIRED SPARE | [7 empty] | WIRED SPARE |  |  |  | WIRED SPARE |  |  |  | PAVILION CORE TEAM | 2024-09-06 |  | 2B | 2025-04-07 | [21 empty] | 0 | [18 empty] | 0 |  | 0 | [24 empty] | 0
10854613 | U MI CIT | LEVEL 9 | IDF 9-122C | 9-310A | ALC ARREST CART | 1 |  | 3 |  |  | MEDICAL EQUIPMENT-FIXED |  |  |  | WIRED SPARE |  |  |  | SPARE | [15 empty] | PAVILION CORE TEAM | 2024-09-06 |  | 2B | 2025-04-07 | [21 empty] | 0 | [18 empty] | 0 |  | 0 | [24 empty] | 0
10857765 | U MI CIT | LEVEL 9 | IDF 9-334C | 9-310Z | CORRIDOR | 2 |  | 3 |  |  | WORKSTATION |  |  |  | WIRED SPARE |  |  |  | SPARE | [15 empty] | PAVILION CORE TEAM | 2024-09-06 |  | 2B | 2025-04-07 | [17 empty] | WSIU3246 |  |  |  | 0 |  |  |  | 1 | 1 | [12 empty] | 1 | 0 |  | 0 |  |  | 1 | [21 empty] | 0 | [11 empty] | for 9-317 nursing alcove workstation in the corridor
10859261 | U MI CIT | LEVEL 9 | IDF 9-438C | 9-320A | ALC ARREST CART | 1 |  | 3 |  |  | MEDICAL EQUIPMENT-FIXED |  |  |  | WIRED SPARE |  |  |  | SPARE | [15 empty] | PAVILION CORE TEAM | 2024-09-06 |  | 2B | 2025-04-07 | [21 empty] | 0 | [18 empty] | 0 |  | 0 | [24 empty] | 0
10860357 | U MI CIT | LEVEL 9 | IDF 9-334C | 9-510D | ALC ARREST CART | 1 |  | 3 |  |  | MEDICAL EQUIPMENT-MOBILE |  |  |  | WIRED SPARE |  |  |  | SPARE | [15 empty] | PAVILION CORE TEAM | 2024-09-06 |  | 2B | 2025-04-07 | [21 empty] | 0 | [18 empty] | 0 |  | 0 | [24 empty] | 0
10735622 | U MI CIT | LEVEL 3 | IDF 3-304C | 3-026H | OFFICE | 1 |  | 2 |  |  | PHONE |  |  |  | WIRED SPARE | [19 empty] | CAFE' OFFICE | 2024-09-09 | [5 empty] | Y | [18 empty] | 0 | [18 empty] | 0 |  | 0 | [24 empty] | 0 |  |  |  | 8811 | [7 empty] | New DID, CSS 40, VM Yes
10743328 | U MI CIT | LEVEL 3 | IDF 3-304C | 3-026H | OFFICE | 2 |  | 2 |  |  | CAFE SWTICH UPLINK |  |  |  | WIRED SPARE | [19 empty] | CAFE' OFFICE | 2024-09-09 | [24 empty] | 0 | [18 empty] | 0 |  | 0 | [24 empty] | 0
10717776 | U MI CIT | LEVEL 3 | IDF 3-304C | 3-026H | OFFICE | 3 |  | 2 |  |  | CAFE DATA DEVICE-NOT HITS |  |  |  | CAFE DATA DEVICE-NOT HITS | [19 empty] | CAFE' OFFICE | 2024-09-09 | [24 empty] | 0 | [18 empty] | 0 |  | 0 | [24 empty] | 0
4429432 | U MI CIT | LEVEL 5 | IDF 5-304C | 5-401 | VESTIBULE CSPD | 3 |  | W |  |  | PHONE | [23 empty] | CSPD | 2024-09-09 | [5 empty] | Y | [18 empty] | 0 | [18 empty] | 0 |  | 0 | [24 empty] | 0 |  |  |  | 6901W | [7 empty] | New DID, HOT LINE TO DID on 8811 at 5-405 jack L11.
5521816 | U MI CIT | LEVEL 8 | IDF 8-334C | 8-106 | NURSE STATION | 3 |  | 3 |  |  | PHONE/WORKSTATION |  |  |  | WORKSTATION |  |  |  | SPARE | [15 empty] | NURSES STATION | 2024-09-09 |  | 2A | 2025-04-21 |  |  | Y | [14 empty] | WSIU3108 | WSIU3094 |  |  | 0 |  |  |  | 2 | 2 | [12 empty] | 2 | 0 |  | 0 |  |  | 2 | [21 empty] | 0 |  |  |  | 8811 | [7 empty] | New DID, CSS 40, no VM
10862682 | U MI CIT | LEVEL 8 | IDF 8-334C | 8-106 | NURSE STATION | 6 |  | 3 |  |  | PHONE/WORKSTATION |  |  |  | WIRED SPARE |  |  |  | SPARE | [15 empty] | NURSES STATION | 2024-09-09 |  | 2A | 2025-04-21 |  |  | Y | [14 empty] | WSIU3089 |  |  |  | 0 |  |  | 1 |  |  |  |  | 1 | [5 empty] | 2 |  |  |  | 1 | 0 |  | 0 | [24 empty] | 0 |  |  |  | 8811 | [7 empty] | New DID, CSS 40, no VM
5521910 | U MI CIT | LEVEL 8 | IDF 8-334C | 8-106 | NURSE STATION | 9 |  | 3 |  |  | PHONE/WORKSTATION |  |  |  | LABEL PRINTER |  |  |  | SPARE | [15 empty] | NURSES STATION | 2024-09-09 |  | 2A | 2025-04-21 |  |  | Y | [14 empty] | WSIU3109 |  | PRT-PAV0808 |  | 0 |  |  |  | 1 | 1 | [12 empty] | 1 | 0 |  | 0 |  |  | 1 | [18 empty] | 1 |  |  | 0 |  |  |  | 8811 | [7 empty] | New DID, CSS 40, no VM
8568485 | U MI CIT | LEVEL 8 | IDF 8-334C | 8-106 | NURSE STATION | 2 |  | 3 |  |  | ANLG-RED PHONE |  |  |  | WIRED SPARE |  |  |  | SPARE | [15 empty] | NURSES STATION | 2024-09-09 |  | 2A | 2025-04-21 |  |  | Y | [18 empty] | 0 | [18 empty] | 0 |  | 0 | [24 empty] | 0 | [7 empty] | RED PHONE |  |  |  | NEW LAYOUT/RED Phone
7059890 | U MI CIT | LEVEL 8 | IDF 8-334C | 8-106 | NURSE STATION | 4 |  | 0 |  |  | FUTURE | [23 empty] | NURSES STATION | 2024-09-09 |  | 2A | 2025-04-21 | [21 empty] | 0 | [18 empty] | 0 |  | 0 | [24 empty] | 0
5521870 | U MI CIT | LEVEL 8 | IDF 8-334C | 8-106 | NURSE STATION | 5 |  | PM |  |  | PHYSIO MONITOR |  |  |  | PHYSIO MONITOR |  |  |  | SPARE | [11 empty] | CAPSULE |  |  |  | NURSING | 2024-09-09 |  | 2A | 2025-04-21 |  |  |  |  | CIC MC | CIC IX | [15 empty] | 0 | [18 empty] | 0 |  | 0 | [24 empty] | 0
5521890 | U MI CIT | LEVEL 8 | IDF 8-334C | 8-106 | NURSE STATION | 7 |  | 3 |  |  | WORKSTATION |  |  |  | PRINTER |  |  |  | LABEL PRINTER | [15 empty] | NURSES STATION | 2024-09-09 |  | 2A | 2025-04-21 | [17 empty] | DTPV0803 |  | PRT-PAV0809 | PRT-PAV0823 | 0 |  |  | 1 |  |  |  |  | 1 | [5 empty] | 2 |  |  |  | 1 | 0 |  | 0 | [11 empty] | 1 | [11 empty] | 1 | 0 | 1
7059831 | U MI CIT | LEVEL 8 | IDF 8-334C | 8-106 | NURSE STATION | 8 |  | 0 |  |  | FUTURE | [23 empty] | NURSES STATION | 2024-09-09 |  | 2A | 2025-04-21 | [21 empty] | 0 | [18 empty] | 0 |  | 0 | [24 empty] | 0
8527434 | U MI CIT | LEVEL 8 | IDF 8-334C | 8-106 | NURSE STATION | 10 |  | 3 |  |  | WIRED SPARE |  |  |  | WIRED SPARE |  |  |  | WIRED SPARE | [15 empty] | NURSES STATION | 2024-09-09 |  | 2A | 2025-04-21 | [21 empty] | 0 | [18 empty] | 0 |  | 0 | [24 empty] | 0
5470111 | U MI CIT | LEVEL 8 | IDF 8-438C | 8-364 | NURSES STATION | 2 |  | 3 |  |  | WORKSTATION |  |  |  | WIRED SPARE |  |  |  | SPARE | [15 empty] | NURSES STATION | 2024-09-09 |  | 2A | 2025-04-21 | [17 empty] | WSIU3135 |  |  |  | 0 |  |  |  | 1 | 1 | [12 empty] | 1 | 0 |  | 0 |  |  | 1 | [21 empty] | 0
5470097 | U MI CIT | LEVEL 8 | IDF 8-438C | 8-364 | NURSES STATION | 1 |  | 3 |  |  | PHONE/WORKSTATION |  |  |  | PRINTER |  |  |  | SPARE | [15 empty] | NURSES STATION | 2024-09-09 |  | 2A | 2025-04-21 |  |  | Y | [14 empty] | WSIU3134 |  | PRT-PAV0817 |  | 0 |  |  |  | 1 | 1 | [12 empty] | 1 | 0 |  | 0 |  |  | 1 | [8 empty] | 1 | [12 empty] | 0 |  |  |  | 8811 | [7 empty] | New DID, CSS 40, no VM
5470157 | U MI CIT | LEVEL 8 | IDF 8-438C | 8-364 | NURSES STATION | 5 |  | 3 |  |  | PHONE/WORKSTATION |  |  |  | LABEL PRINTER |  |  |  | SPARE | [15 empty] | NURSES STATION | 2024-09-09 |  | 2A | 2025-04-21 |  |  | Y | [14 empty] | WSIU3137 |  | PRT-PAV0818 |  | 0 |  |  |  | 1 | 1 | [12 empty] | 1 | 0 |  | 0 |  |  | 1 | [20 empty] | 1 | 0 |  |  |  | 8811 | [7 empty] | New DID, CSS 40, no VM
7055401 | U MI CIT | LEVEL 8 | IDF 8-438C | 8-364 | NURSES STATION | 3 |  | 0 |  |  | FUTURE | [23 empty] | NURSES STATION | 2024-09-09 |  | 2A | 2025-04-21 | [21 empty] | 0 | [18 empty] | 0 |  | 0 | [24 empty] | 0
5470143 | U MI CIT | LEVEL 8 | IDF 8-438C | 8-364 | NURSES STATION | 4 |  | 3 |  |  | WORKSTATION |  |  |  | WIRED SPARE |  |  |  | SPARE | [15 empty] | NURSES STATION | 2024-09-09 |  | 2A | 2025-04-21 | [17 empty] | WSIU3136 |  |  |  | 0 |  |  |  | 1 | 1 | [12 empty] | 1 | 0 |  | 0 |  |  | 1 | [21 empty] | 0
5470292 | U MI CIT | LEVEL 8 | IDF 8-438C | 8-402 | NURSES STATION | 1 |  | 3 |  |  | WORKSTATION |  |  |  | WIRED SPARE |  |  |  | SPARE | [15 empty] | NURSES STATION | 2024-09-09 |  | 2A | 2025-04-21 | [17 empty] | WSIU3138 |  |  |  | 0 |  |  |  | 1 | 1 | [12 empty] | 1 | 0 |  | 0 |  |  | 1 | [21 empty] | 0
5470278 | U MI CIT | LEVEL 8 | IDF 8-438C | 8-402 | NURSES STATION | 2 |  | 3 |  |  | PHONE/WORKSTATION |  |  |  | WIRED SPARE |  |  |  | SPARE | [15 empty] | NURSES STATION | 2024-09-09 |  | 2A | 2025-04-21 |  |  | Y | [14 empty] | WSIU3139 |  |  |  | 0 |  |  |  | 1 | 1 | [12 empty] | 1 | 0 |  | 0 |  |  | 1 | [21 empty] | 0 |  |  |  | 8811 | [7 empty] | New DID, CSS 40, no VM
5470264 | U MI CIT | LEVEL 8 | IDF 8-438C | 8-402 | NURSES STATION | 3 |  | 3 |  |  | WORKSTATION |  |  |  | WIRED SPARE |  |  |  | SPARE | [15 empty] | NURSES STATION | 2024-09-09 |  | 2A | 2025-04-21 | [17 empty] | WSIU3140 |  |  |  | 0 |  |  |  | 1 | 1 | [12 empty] | 1 | 0 |  | 0 |  |  | 1 | [21 empty] | 0
5470223 | U MI CIT | LEVEL 8 | IDF 8-438C | 8-402 | NURSES STATION | 5 |  | 3 |  |  | PHONE/WORKSTATION |  |  |  | WIRED SPARE |  |  |  | SPARE | [15 empty] | NURSES STATION | 2024-09-09 |  | 2A | 2025-04-21 |  |  | Y | [14 empty] | WSIU3142 |  |  |  | 0 |  |  |  | 1 | 1 | [12 empty] | 1 | 0 |  | 0 |  |  | 1 | [21 empty] | 0 |  |  |  | 8811 | [7 empty] | New DID, CSS 40, No VM
10867192 | U MI CIT | LEVEL 8 | IDF 8-438C | 8-402 | NURSES STATION | 7 |  | 3 |  |  | PHONE/WORKSTATION |  |  |  | WIRED SPARE |  |  |  | SPARE | [15 empty] | NURSES STATION | 2024-09-09 |  | 2A | 2025-04-21 |  |  | Y | [14 empty] | WSIU3144 |  |  |  | 0 |  |  |  | 1 | 1 | [12 empty] | 1 | 0 |  | 0 |  |  | 1 | [21 empty] | 0 |  |  |  | 8811 | [7 empty] | New DID, CSS 40, no VM
5470237 | U MI CIT | LEVEL 8 | IDF 8-438C | 8-402 | NURSES STATION | 4 |  | 3 |  |  | WORKSTATION |  |  |  | WIRED SPARE |  |  |  | SPARE | [15 empty] | NURSES STATION | 2024-09-09 |  | 2A | 2025-04-21 | [17 empty] | WSIU3141 |  |  |  | 0 |  |  |  | 1 | 1 | [12 empty] | 1 | 0 |  | 0 |  |  | 1 | [21 empty] | 0
5470209 | U MI CIT | LEVEL 8 | IDF 8-438C | 8-402 | NURSES STATION | 6 |  | 3 |  |  | WORKSTATION |  |  |  | WIRED SPARE |  |  |  | SPARE | [15 empty] | NURSES STATION | 2024-09-09 |  | 2A | 2025-04-21 | [17 empty] | WSIU3143 |  |  |  | 0 |  |  |  | 1 | 1 | [12 empty] | 1 | 0 |  | 0 |  |  | 1 | [21 empty] | 0
5470389 | U MI CIT | LEVEL 8 | IDF 8-438C | 8-442 | NURSES STATION | 4 |  | 3 |  |  | WORKSTATION |  |  |  | PRINTER |  |  |  | LABEL PRINTER | [15 empty] | NURSES STATION | 2024-09-09 |  | 2A | 2025-04-21 | [17 empty] | DTPV0802 |  | PRT-PAV0821 | PRT-PAV0825 | 0 |  |  | 1 |  |  |  |  | 1 | [5 empty] | 2 |  |  |  | 1 | 0 |  | 0 | [11 empty] | 1 | [11 empty] | 1 | 0 | 1
6622389 | U MI CIT | LEVEL 8 | IDF 8-438C | 8-442 | NURSES STATION | 2 |  | 3 |  |  | PHONE/WORKSTATION |  |  |  | ANLG-RED PHONE |  |  |  | SPARE | [15 empty] | NURSES STATION | 2024-09-09 |  | 2A | 2025-04-21 |  |  | Y | [14 empty] | WSIU3145 |  |  |  | 0 |  |  |  | 1 | 1 | [12 empty] | 1 | 0 |  | 0 |  |  | 1 | [21 empty] | 0 |  |  |  | 8811 |  |  |  | RED PHONE |  |  |  | New DID, CSS 40, no VM; RED PHONE
7056209 | U MI CIT | LEVEL 8 | IDF 8-438C | 8-442 | NURSES STATION | 5 |  | 0 |  |  | FUTURE | [23 empty] | NURSES STATION | 2024-09-09 |  | 2A | 2025-04-21 | [21 empty] | 0 | [18 empty] | 0 |  | 0 | [24 empty] | 0
5470403 | U MI CIT | LEVEL 8 | IDF 8-438C | 8-442 | NURSES STATION | 3 |  | 3 |  |  | PHONE/WORKSTATION |  |  |  | LABEL PRINTER |  |  |  | SPARE | [15 empty] | NURSES STATION | 2024-09-09 |  | 2A | 2025-04-21 |  |  | Y | [14 empty] | WSIU3146 |  | PRT-PAV0820 |  | 0 |  |  |  | 1 | 1 | [12 empty] | 1 | 0 |  | 0 |  |  | 1 | [18 empty] | 1 |  |  | 0 |  |  |  | 8811 | [7 empty] | New DID, CSS 40, no VM
5470347 | U MI CIT | LEVEL 8 | IDF 8-438C | 8-442 | NURSES STATION | 7 |  | 3 |  |  | PHONE/WORKSTATION |  |  |  | WIRED SPARE |  |  |  | SPARE | [15 empty] | NURSES STATION | 2024-09-09 |  | 2A | 2025-04-21 |  |  | Y | [14 empty] | WSIU3147 |  |  |  | 0 |  |  |  | 1 | 1 | [12 empty] | 1 | 0 |  | 0 |  |  | 1 | [21 empty] | 0 |  |  |  | 8811 | [7 empty] | New DID, CSS 40, no VM
10867565 | U MI CIT | LEVEL 8 | IDF 8-438C | 8-442 | NURSES STATION | 6 |  | 3 |  |  | WORKSTATION |  |  |  | WIRED SPARE |  |  |  | SPARE | [15 empty] | NURSES STATION | 2024-09-09 |  | 2A | 2025-04-21 | [17 empty] | WSIU3092 |  |  |  | 0 |  |  | 1 |  |  |  |  | 1 | [5 empty] | 2 |  |  |  | 1 | 0 |  | 0 | [24 empty] | 0
5470319 | U MI CIT | LEVEL 8 | IDF 8-438C | 8-442 | NURSES STATION | 8 |  | 3 |  |  | WORKSTATION |  |  |  | WIRED SPARE |  |  |  | SPARE | [15 empty] | NURSES STATION | 2024-09-09 |  | 2A | 2025-04-21 | [17 empty] | WSIU3148 |  |  |  | 0 |  |  |  | 1 | 1 | [12 empty] | 1 | 0 |  | 0 |  |  | 1 | [21 empty] | 0
4486089 | U MI CIT | LEVEL 9 | IDF 9-334C | 9-106 | NURSES STATION | 1 |  | AV |  |  | MEDICAL DIGITAL SIGN MONITORING |  |  |  | MEDICAL DIGITAL SIGN CORE PC | [19 empty] | NURSES STATION | 2024-09-09 |  | 2B | 2025-04-07 | Y | [9 empty] | NURSING WHITEBOARDS | MD | [9 empty] | 0 | [18 empty] | 0 |  | 0 | [24 empty] | 0
10855864 | U MI CIT | LEVEL 9 | IDF 9-334C | 9-106 | NURSES STATION | 3 |  | 3 |  |  | MEDICAL EQUIPMENT-FIXED |  |  |  | WIRED SPARE |  |  |  | SPARE | [15 empty] | NURSES STATION | 2024-09-09 |  | 2B | 2025-04-07 | [21 empty] | 0 | [18 empty] | 0 |  | 0 | [24 empty] | 0
7064864 | U MI CIT | LEVEL 9 | IDF 9-334C | 9-106 | NURSES STATION | 4 |  | AV1 |  |  | WIRED SPARE | [23 empty] | NURSES STATION | 2024-09-09 |  | 2B | 2025-04-07 | Y | [20 empty] | 0 | [18 empty] | 0 |  | 0 | [24 empty] | 0
4485638 | U MI CIT | LEVEL 9 | IDF 9-334C | 9-106 | NURSES STATION | 6 |  | 3 |  |  | WIRED SPARE |  |  |  | WIRED SPARE |  |  |  | WIRED SPARE | [15 empty] | NURSES STATION | 2024-09-09 |  | 2B | 2025-04-07 | [21 empty] | 0 | [18 empty] | 0 |  | 0 | [24 empty] | 0
4485618 | U MI CIT | LEVEL 9 | IDF 9-334C | 9-106 | NURSES STATION | 7 |  | 3 |  |  | WORKSTATION |  |  |  | WIRED SPARE |  |  |  | SPARE | [15 empty] | NURSES STATION | 2024-09-09 |  | 2B | 2025-04-07 | [17 empty] | WSIU3152 |  |  |  | 0 |  |  |  | 1 | 1 | [12 empty] | 1 | 0 |  | 0 |  |  | 1 | [21 empty] | 0
7064932 | U MI CIT | LEVEL 9 | IDF 9-334C | 9-106 | NURSES STATION | 8 |  | 0 |  |  | FUTURE | [23 empty] | NURSES STATION | 2024-09-09 |  | 2B | 2025-04-07 | [21 empty] | 0 | [18 empty] | 0 |  | 0 | [24 empty] | 0
10855345 | U MI CIT | LEVEL 9 | IDF 9-334C | 9-106 | NURSES STATION | 10 |  | 3 |  |  | WORKSTATION |  |  |  | WIRED SPARE |  |  |  | SPARE | [15 empty] | NURSES STATION | 2024-09-09 |  | 2B | 2025-04-07 | [17 empty] | WSIU3102 |  |  |  | 0 |  |  | 1 |  |  |  |  | 1 | [5 empty] | 2 |  |  |  | 1 | 0 |  | 0 | [24 empty] | 0
4485558 | U MI CIT | LEVEL 9 | IDF 9-334C | 9-106 | NURSES STATION | 11 |  | PM |  |  | PHYSIO MONITOR |  |  |  | PHYSIO MONITOR |  |  |  | SPARE | [11 empty] | CAPSULE |  |  |  | NURSING | 2024-09-09 |  | 2B | 2025-04-07 |  |  |  |  | CIC MC | CIC IX | [15 empty] | 0 | [18 empty] | 0 |  | 0 | [24 empty] | 0
7563572 | U MI CIT | LEVEL 9 | IDF 9-334C | 9-106 | NURSES STATION | 12 |  | BAS |  |  | BMS |  |  |  | BMS | [19 empty] | FACILITIES | 2024-09-09 |  | 2B | 2025-04-07 | [21 empty] | 0 | [18 empty] | 0 |  | 0 | [24 empty] | 0
4493927 | U MI CIT | LEVEL 9 | IDF 9-122C | 9-214A | TBD | 1 |  | 3 |  |  | PHONE/WORKSTATION |  |  |  | WIRED SPARE |  |  |  | SPARE | [15 empty] | PAVILION CORE TEAM | 2024-09-19 |  | 2B | 2025-04-07 |  |  | Y | [14 empty] | Intune |  |  |  | 0 |  | 1 | [8 empty] | 1 | 1 |  | 2 |  |  |  | 1 | 0 |  | 0 | [19 empty] | 7 |  |  |  |  | 0 |  |  |  | 8811 | [7 empty] | New DID, CSS 40, no VM
4493907 | U MI CIT | LEVEL 9 | IDF 9-122C | 9-214B | TBD | 1 |  | 3 |  |  | PHONE/WORKSTATION |  |  |  | WIRED SPARE |  |  |  | SPARE | [15 empty] | PAVILION CORE TEAM | 2024-09-19 |  | 2B | 2025-04-07 |  |  | Y | [14 empty] | Intune |  |  |  | 0 |  | 1 | [8 empty] | 1 | 1 |  | 2 |  |  |  | 1 | 0 |  | 0 | [24 empty] | 0 |  |  |  | 8811 | [7 empty] | New DID, CSS 40, no VM
4493947 | U MI CIT | LEVEL 9 | IDF 9-122C | 9-214D | MD HOTEL OFFICE | 1 |  | 3 |  |  | PHONE/WORKSTATION |  |  |  | WIRED SPARE |  |  |  | SPARE | [15 empty] | PAVILION CORE TEAM | 2024-09-19 |  | 2B | 2025-04-07 |  |  | Y | [14 empty] | Intune |  |  |  | 0 |  | 1 | [8 empty] | 1 | 1 |  | 2 |  |  |  | 1 | 0 |  | 0 | [24 empty] | 0 |  |  |  | 8811 | [7 empty] | New DID, CSS 40, no VM
4493202 | U MI CIT | LEVEL 9 | IDF 9-122C | 9-212 | NURSES STATION | 4 |  | 3 |  |  | WORKSTATION |  |  |  | WIRED SPARE |  |  |  | SPARE | [15 empty] | NURSES STATION | 2024-09-09 |  | 2B | 2025-04-07 | [17 empty] | WSIU3155 |  |  |  | 0 |  |  |  | 1 | 1 | [12 empty] | 1 | 0 |  | 0 |  |  | 1 | [21 empty] | 0
4492620 | U MI CIT | LEVEL 9 | IDF 9-122C | 9-212 | NURSES STATION | 5 |  | 3 |  |  | WORKSTATION |  |  |  | WIRED SPARE |  |  |  | SPARE | [15 empty] | NURSES STATION | 2024-09-09 |  | 2B | 2025-04-07 | [17 empty] | WSIU3156 |  |  |  | 0 |  |  |  | 1 | 1 | [12 empty] | 1 | 0 |  | 0 |  |  | 1 | [21 empty] | 0
4494245 | U MI CIT | LEVEL 9 | IDF 9-122C | 9-214F | ADMIN | 1 |  | 3 |  |  | PHONE/WORKSTATION |  |  |  | WIRED SPARE |  |  |  | SPARE | [15 empty] | PAVILION CORE TEAM | 2024-09-19 |  | 2B | 2025-04-07 |  |  | Y | [14 empty] | Intune |  |  |  | 0 |  | 1 | [8 empty] | 1 | 1 |  | 2 |  |  |  | 1 | 0 |  | 0 | [24 empty] | 0 |  |  |  | 8811 | [7 empty] | New DID, CSS 40, VM Yes
4494151 | U MI CIT | LEVEL 9 | IDF 9-122C | 9-214F | ADMIN | 2 |  | 3 |  |  | PHONE/WORKSTATION |  |  |  | WIRED SPARE |  |  |  | SPARE | [15 empty] | PAVILION CORE TEAM | 2024-09-19 |  | 2B | 2025-04-07 |  |  | Y | [14 empty] | Intune |  |  |  | 0 |  | 1 | [8 empty] | 1 | 1 |  | 2 |  |  |  | 1 | 0 |  | 0 | [24 empty] | 0 |  |  |  | 8811 | [7 empty] | New DID, CSS 40, VM Yes
10854692 | U MI CIT | LEVEL 9 | IDF 9-122C | 9-302 | NURSES STATION | 2 |  | AV |  |  | MEDICAL DIGITAL SIGN MONITORING |  |  |  | MEDICAL DIGITAL SIGN CORE PC | [19 empty] | NURSES STATION | 2024-09-09 |  | 2B | 2025-04-07 | Y | [9 empty] | NURSING WHITEBOARDS | MD | [9 empty] | 0 | [18 empty] | 0 |  | 0 | [24 empty] | 0
4492453 | U MI CIT | LEVEL 9 | IDF 9-122C | 9-302 | NURSES STATION | 3 |  | 3 |  |  | WORKSTATION |  |  |  | PRINTER |  |  |  | SPARE | [15 empty] | NURSES STATION | 2024-09-09 |  | 2B | 2025-04-07 | [17 empty] | WSIU3159 |  | PRT-PAV0905 |  | 0 |  |  |  | 1 | 1 | [12 empty] | 1 | 0 |  | 0 |  |  | 1 | [8 empty] | 1 | [12 empty] | 0
7064296 | U MI CIT | LEVEL 9 | IDF 9-122C | 9-302 | NURSES STATION | 4 |  | 0 |  |  | FUTURE | [23 empty] | NURSES STATION | 2024-09-09 |  | 2B | 2025-04-07 | [21 empty] | 0 | [18 empty] | 0 |  | 0 | [24 empty] | 0
4494285 | U MI CIT | LEVEL 9 | IDF 9-122C | 9-214G | TBD | 1 |  | 3 |  |  | PHONE/WORKSTATION |  |  |  | WIRED SPARE |  |  |  | SPARE | [15 empty] | PAVILION CORE TEAM | 2024-09-19 |  | 2B | 2025-04-07 |  |  | Y | [14 empty] | Intune |  |  |  | 0 |  | 1 | [8 empty] | 1 | 1 |  | 2 |  |  |  | 1 | 0 |  | 0 | [24 empty] | 0 |  |  |  | 8811 | [7 empty] | New DID, CSS 40, no VM
4493887 | U MI CIT | LEVEL 9 | IDF 9-122C | 9-216 | OFFICE, CARE MANAGER/ SOCIAL WORK | 2 |  | 3 |  |  | PHONE/WORKSTATION |  |  |  | WIRED SPARE |  |  |  | SPARE | [15 empty] | UNIVERSAL PATIENT STAFF | 2024-03-19 |  | 2B | 2025-04-07 |  |  | Y | [14 empty] | Intune |  |  |  | 0 |  | 1 | [8 empty] | 1 | 1 |  | 2 |  |  |  | 1 | 0 |  | 0 | [24 empty] | 0 |  |  |  | 8811 | [7 empty] | New DID, CSS 40, VM Yes
4489446 | U MI CIT | LEVEL 9 | IDF 9-334C | 9-328 | NURSES STATION | 1 |  | PM |  |  | PHYSIO MONITOR |  |  |  | PHYSIO MONITOR |  |  |  | SPARE | [11 empty] | CAPSULE |  |  |  | NURSES STATION | 2024-09-09 |  | 2B | 2025-04-07 |  |  |  |  | CIC MC | CIC IX | [15 empty] | 0 | [18 empty] | 0 |  | 0 | [24 empty] | 0
10854868 | U MI CIT | LEVEL 9 | IDF 9-334C | 9-328 | NURSES STATION | 3 |  | 3 |  |  | WORKSTATION |  |  |  | WIRED SPARE |  |  |  | SPARE | [15 empty] | NURSES STATION | 2024-09-09 |  | 2B | 2025-04-07 | [17 empty] | WSIU3163 |  |  |  | 0 |  |  |  | 1 | 1 | [8 empty] | 1 |  |  |  | 1 | 0 |  | 0 |  |  | 1 | [21 empty] | 0
4491790 | U MI CIT | LEVEL 9 | IDF 9-334C | 9-328 | NURSES STATION | 4 |  | 3 |  |  | WORKSTATION |  |  |  | WIRED SPARE |  |  |  | SPARE | [15 empty] | NURSES STATION | 2024-09-09 |  | 2B | 2025-04-07 | [17 empty] | WSIU3164 |  |  |  | 0 |  |  |  | 1 | 1 | [8 empty] | 1 |  |  |  | 1 | 0 |  | 0 |  |  | 1 | [21 empty] | 0
4493867 | U MI CIT | LEVEL 9 | IDF 9-122C | 9-216 | OFFICE, CARE MANAGER/ SOCIAL WORK | 1 |  | 3 |  |  | PHONE/WORKSTATION |  |  |  | PRINTER |  |  |  | FAX | [15 empty] | UNIVERSAL PATIENT STAFF | 2024-03-19 |  | 2B | 2025-04-07 |  |  | Y | [14 empty] | Intune |  | PRT-PAV0904 |  | 0 |  | 1 | [8 empty] | 1 | 1 |  | 2 |  |  |  | 1 | 0 |  | 0 | [14 empty] | 1 | [9 empty] | 0 |  |  |  | 8811 |  |  |  |  | ANLG-FAX |  |  | New DID, CSS 40, VM Yes / Fax = New DID, CSS 40, VM No, ADDITIONAL PRINTER
4493755 | U MI CIT | LEVEL 9 | IDF 9-122C | 9-228 | POCT | 1 |  | 3 |  |  | PHONE/WORKSTATION |  |  |  | WIRED SPARE |  |  |  | SPARE | [15 empty] | RESPIRATORY THERAPY | 2024-02-22 |  | 2B | 2025-04-07 |  |  | Y | [12 empty] | 1 | flush - monitor, PC, keyboard, mouse, label printer | WSRP0090 |  | PRT-PAV0901 |  | 0 |  |  | 1 |  |  | 1 | [7 empty] | 1 |  |  |  | 1 | 0 |  | 0 | [24 empty] | 0 |  |  |  | 8811 | [7 empty] | New DID, CSS 40, no VM; PRINTER (ADD), PATHOLOGY LABEL PRINTER
4493094 | U MI CIT | LEVEL 9 | IDF 9-122C | 9-334 | NURSES STATION | 2 |  | 3 |  |  | WORKSTATION |  |  |  | WIRED SPARE |  |  |  | SPARE | [15 empty] | NURSES STATION | 2024-09-09 |  | 2B | 2025-04-07 | [17 empty] | WSIU3167 |  |  |  | 0 |  |  |  | 1 | 1 | [12 empty] | 1 | 0 |  | 0 |  |  | 1 | [21 empty] | 0
4492752 | U MI CIT | LEVEL 9 | IDF 9-122C | 9-334 | NURSES STATION | 3 |  | 3 |  |  | WORKSTATION |  |  |  | WIRED SPARE |  |  |  | SPARE | [15 empty] | NURSES STATION | 2024-09-09 |  | 2B | 2025-04-07 | [17 empty] | WSIU3168 |  |  |  | 0 |  |  |  | 1 | 1 | [12 empty] | 1 | 0 |  | 0 |  |  | 1 | [21 empty] | 0
4492419 | U MI CIT | LEVEL 9 | IDF 9-122C | 9-302 | NURSES STATION | 1 |  | 3 |  |  | PHONE/WORKSTATION |  |  |  | ANLG-RED PHONE |  |  |  | SPARE | [15 empty] | NURSES STATION | 2024-09-09 |  | 2B | 2025-04-07 |  |  | Y | [14 empty] | WSIU3158 |  |  |  | 0 |  |  |  | 1 | 1 | [12 empty] | 1 | 0 |  | 0 |  |  | 1 | [21 empty] | 0 |  |  |  | 8811 |  |  |  | RED PHONE |  |  |  | New DID, CSS 40, no VM; RED PHONE
4492473 | U MI CIT | LEVEL 9 | IDF 9-122C | 9-302 | NURSES STATION | 5 |  | 3 |  |  | PHONE/WORKSTATION |  |  |  | LABEL PRINTER |  |  |  | SPARE | [15 empty] | NURSES STATION | 2024-09-09 |  | 2B | 2025-04-07 |  |  | Y | [14 empty] | WSIU3160 |  | PRT-PAV0912 |  | 0 |  |  |  | 1 | 1 | [12 empty] | 1 | 0 |  | 0 |  |  | 1 | [20 empty] | 1 | 0 |  |  |  | 8811 | [7 empty] | New DID, CSS 40, no VM
10993366 | U MI CIT | LEVEL 9 | IDF 9-122C | 9-308 | MEDICATION | 2 |  | 3 |  |  | PHONE/WORKSTATION |  |  |  | WIRED SPARE |  |  |  | SPARE | [15 empty] | PHARMACY/NURSING |  |  | 2B | 2025-04-07 |  |  | Y | [14 empty] | WSIU3161 |  |  |  | 0 |  |  |  | 1 |  | 1 | [8 empty] | 1 |  |  | 1 | 0 |  | 0 |  |  | 1 | [21 empty] | 0 |  |  |  | 8811 | [7 empty] | WORKSTATION ADD, New DID, CSS 40, no VM
4479789 | U MI CIT | LEVEL 9 | IDF 9-334C | 9-338 | NURSES STATION | 2 |  | 3 |  |  | WORKSTATION |  |  |  | WIRED SPARE |  |  |  | SPARE | [15 empty] | NURSES STATION | 2024-09-09 |  | 2B | 2025-04-07 | [17 empty] | WSIU3172 |  |  |  | 0 |  |  |  | 1 | 1 | [12 empty] | 1 | 0 |  | 0 |  |  | 1 | [21 empty] | 0
4479693 | U MI CIT | LEVEL 9 | IDF 9-334C | 9-338 | NURSES STATION | 4 |  | 3 |  |  | WORKSTATION |  |  |  | WIRED SPARE |  |  |  | SPARE | [15 empty] | NURSES STATION | 2024-09-09 |  | 2B | 2025-04-07 | [17 empty] | WSIU3173 |  |  |  | 0 |  |  |  | 1 | 1 | [12 empty] | 1 | 0 |  | 0 |  |  | 1 | [21 empty] | 0
8361794 | U MI CIT | LEVEL 9 | IDF 9-334C | 9-338 | NURSES STATION | 3 |  | PM |  |  | PHYSIO MONITOR |  |  |  | PHYSIO MONITOR |  |  |  | SPARE | [11 empty] | CAPSULE |  |  |  | NURSING | 2024-09-09 |  | 2B | 2025-04-07 |  |  |  |  | CIC MC | CIC IX | [15 empty] | 0 | [18 empty] | 0 |  | 0 | [24 empty] | 0
4491699 | U MI CIT | LEVEL 9 | IDF 9-334C | 9-328 | NURSES STATION | 2 |  | 3 |  |  | PHONE/WORKSTATION |  |  |  | WIRED SPARE |  |  |  | SPARE | [15 empty] | NURSES STATION | 2024-09-09 |  | 2B | 2025-04-07 |  |  | Y | [14 empty] | WSIU3162 |  |  |  | 0 |  |  |  | 1 | 1 | [8 empty] | 1 |  |  |  | 1 | 0 |  | 0 |  |  | 1 | [21 empty] | 0 |  |  |  | 8811 | [7 empty] | New DID, CSS 40, no VM
4477571 | U MI CIT | LEVEL 9 | IDF 9-438C | 9-364 | NURSES STATION | 3 |  | 3 |  |  | WORKSTATION |  |  |  | ANLG-RED PHONE |  |  |  | SPARE | [15 empty] | NURSES STATION | 2024-09-09 |  | 2B | 2025-04-07 |  |  | Y | [14 empty] | WSIU3177 |  |  |  | 0 |  |  |  | 1 | 1 | [12 empty] | 1 | 0 |  | 0 |  |  | 1 | [21 empty] | 0 | [7 empty] | RED PHONE |  |  |  | RED PHONE
8363477 | U MI CIT | LEVEL 9 | IDF 9-334C | 9-328 | NURSES STATION | 6 |  | 3 |  |  | PHONE/WORKSTATION |  |  |  | WIRED SPARE |  |  |  | SPARE | [15 empty] | NURSES STATION | 2024-09-09 |  | 2B | 2025-04-07 |  |  | y | [14 empty] | WSIU3165 |  |  |  | 0 |  |  |  | 1 | 1 | [8 empty] | 1 |  |  |  | 1 | 0 |  | 0 |  |  | 1 | [21 empty] | 0 |  |  |  | 8811 | [7 empty] | New DID, CSS 40, no VM
4477937 | U MI CIT | LEVEL 9 | IDF 9-438C | 9-402 | NURSES STATION | 1 |  | 3 |  |  | WORKSTATION |  |  |  | WIRED SPARE |  |  |  | SPARE | [15 empty] | NURSES STATION | 2024-09-09 |  | 2B | 2025-04-07 |  |  | Y | [14 empty] | WSIU3178 |  |  |  | 0 |  |  |  | 1 | 1 | [12 empty] | 1 | 0 |  | 0 |  |  | 1 | [21 empty] | 0 | [7 empty] | RED PHONE |  |  |  | RED PHONE
10859993 | U MI CIT | LEVEL 9 | IDF 9-438C | 9-402 | NURSES STATION | 3 |  | 3 |  |  | WORKSTATION |  |  |  | WIRED SPARE |  |  |  | SPARE | [15 empty] | NURSES STATION | 2024-09-09 |  | 2B | 2025-04-07 | [17 empty] | WSIU3180 |  |  |  | 0 |  |  |  | 1 | 1 | [12 empty] | 1 | 0 |  | 0 |  |  | 1 | [21 empty] | 0
4477881 | U MI CIT | LEVEL 9 | IDF 9-438C | 9-402 | NURSES STATION | 4 |  | 3 |  |  | WORKSTATION |  |  |  | WIRED SPARE |  |  |  | SPARE | [15 empty] | NURSES STATION | 2024-09-09 |  | 2B | 2025-04-07 | [17 empty] | WSIU3181 |  |  |  | 0 |  |  |  | 1 | 1 | [12 empty] | 1 | 0 |  | 0 |  |  | 1 | [21 empty] | 0
4477733 | U MI CIT | LEVEL 9 | IDF 9-438C | 9-402 | NURSES STATION | 7 |  | 3 |  |  | WORKSTATION |  |  |  | WIRED SPARE |  |  |  | SPARE | [15 empty] | NURSES STATION | 2024-09-09 |  | 2B | 2025-04-07 | [17 empty] | WSIU3183 |  |  |  | 0 |  |  |  | 1 | 1 | [12 empty] | 1 | 0 |  | 0 |  |  | 1 | [21 empty] | 0
8361960 | U MI CIT | LEVEL 9 | IDF 9-438C | 9-402 | NURSES STATION | 9 |  | PM |  |  | PHYSIO MONITOR |  |  |  | PHYSIO MONITOR |  |  |  | SPARE | [11 empty] | CAPSULE |  |  |  | NURSES STATION | 2024-09-09 |  | 2B | 2025-04-07 |  |  |  |  | CIC MC | CIC IX | [15 empty] | 0 | [18 empty] | 0 |  | 0 | [24 empty] | 0
4483426 | U MI CIT | LEVEL 9 | IDF 9-334C | 9-332 | PT/OT GYM | 2 |  | 3 |  |  | PHONE/WORKSTATION |  |  |  | WIRED SPARE |  |  |  | SPARE | [15 empty] | PT/OT | 2024-03-18 |  | 2B | 2025-04-07 |  |  | Y | [14 empty] | WSPRB216 |  |  |  | 0 |  |  |  | 1 |  | 1 | [8 empty] | 1 |  |  | 1 | 0 |  | 0 |  |  | 1 | [21 empty] | 0 |  |  |  | 8811 | [7 empty] | New DID, CSS 40, no VM
4492696 | U MI CIT | LEVEL 9 | IDF 9-122C | 9-334 | NURSES STATION | 1 |  | 3 |  |  | PHONE/WORKSTATION |  |  |  | WIRED SPARE |  |  |  | SPARE | [15 empty] | NURSES STATION | 2024-09-09 |  | 2B | 2025-04-07 |  |  | Y | [14 empty] | WSIU3166 |  |  |  | 0 |  |  |  | 1 | 1 | [12 empty] | 1 | 0 |  | 0 |  |  | 1 | [21 empty] | 0 |  |  |  | 8811 | [7 empty] | New DID, CSS 40, no VM
4492893 | U MI CIT | LEVEL 9 | IDF 9-122C | 9-334 | NURSES STATION | 4 |  | 3 |  |  | PHONE/WORKSTATION |  |  |  | WIRED SPARE |  |  |  | SPARE | [15 empty] | NURSES STATION | 2024-09-09 |  | 2B | 2025-04-07 |  |  | Y | [14 empty] | WSIU3169 |  |  |  | 0 |  |  |  | 1 | 1 | [12 empty] | 1 | 0 |  | 0 |  |  | 1 | [21 empty] | 0 |  |  |  | 8811 | [7 empty] | New DID, CSS 40, no VM
4492951 | U MI CIT | LEVEL 9 | IDF 9-122C | 9-334 | NURSES STATION | 6 |  | 3 |  |  | PHONE/WORKSTATION |  |  |  | LABEL PRINTER |  |  |  | SPARE | [15 empty] | NURSES STATION | 2024-09-09 |  | 2B | 2025-04-07 |  |  | Y | [14 empty] | WSIU3170 |  | PRT-PAV0913 |  | 0 |  |  |  | 1 | 1 | [12 empty] | 1 | 0 |  | 0 |  |  | 1 | [20 empty] | 1 | 0 |  |  |  | 8811 | [7 empty] | New DID, CSS 40, no VM
4484578 | U MI CIT | LEVEL 9 | IDF 9-334C | 9-512 | NURSES STATION | 6 |  | AV |  |  | MEDICAL DIGITAL SIGN MONITORING |  |  |  | MEDICAL DIGITAL SIGN CORE PC | [19 empty] | PAVILION CORE TEAM | 2024-09-09 |  | 2B | 2025-04-07 | Y | [9 empty] | NURSING WHITEBOARDS | MD | [9 empty] | 0 | [18 empty] | 0 |  | 0 | [24 empty] | 0
7062638 | U MI CIT | LEVEL 9 | IDF 9-334C | 9-512 | NURSES STATION | 2 |  | 0 |  |  | FUTURE | [23 empty] | NURSES STATION | 2024-09-09 |  | 2B | 2025-04-07 | [21 empty] | 0 | [18 empty] | 0 |  | 0 | [24 empty] | 0
4478089 | U MI CIT | LEVEL 9 | IDF 9-334C | 9-512 | NURSES STATION | 3 |  | 3 |  |  | WORKSTATION |  |  |  | WIRED SPARE |  |  |  | SPARE | [15 empty] | NURSES STATION | 2024-09-09 |  | 2B | 2025-04-07 | [17 empty] | WSIU3186 |  |  |  | 0 |  |  |  | 1 | 1 | [12 empty] | 1 | 0 |  | 0 |  |  | 1 | [21 empty] | 0
4477983 | U MI CIT | LEVEL 9 | IDF 9-334C | 9-512 | NURSES STATION | 5 |  | 3 |  |  | WORKSTATION |  |  |  | WIRED SPARE |  |  |  | SPARE | [15 empty] | NURSES STATION | 2024-09-09 |  | 2B | 2025-04-07 | [17 empty] | WSIU3188 |  |  |  | 0 |  |  |  | 1 | 1 | [12 empty] | 1 | 0 |  | 0 |  |  | 1 | [21 empty] | 0
8362878 | U MI CIT | LEVEL 9 | IDF 9-334C | 9-512 | NURSES STATION | 7 |  | 3 |  |  | MEDICAL DIGITAL SIGN MONITORING |  |  |  | MEDICAL DIGITAL SIGN CORE PC |  |  |  | SPARE | [15 empty] | NURSING | 2024-09-09 |  | 2B | 2025-04-07 | Y | [9 empty] | NURSING WHITEBOARDS | MD | [9 empty] | 0 | [18 empty] | 0 |  | 0 | [24 empty] | 0
5216881 | U MI CIT | LEVEL 9 | IDF 9-334C | 9-336 | CONFERENCE ROOM | 4 |  | 3 |  |  | PHONE |  |  |  | WIRED SPARE |  |  |  | SPARE | [15 empty] | PAVILION CORE TEAM | 2024-07-24 |  | 2B | 2025-04-07 |  |  | Y | [18 empty] | 0 | [18 empty] | 0 |  | 0 | [24 empty] | 0 |  |  |  | 8811 | [7 empty] | New DID, CSS 40, no VM
4479645 | U MI CIT | LEVEL 9 | IDF 9-334C | 9-338 | NURSES STATION | 1 |  | 3 |  |  | PHONE/WORKSTATION |  |  |  | WIRED SPARE |  |  |  | SPARE | [15 empty] | NURSES STATION | 2024-09-09 |  | 2B | 2025-04-07 |  |  | Y | [14 empty] | WSIU3171 |  |  |  | 0 |  |  |  | 1 | 1 | [12 empty] | 1 | 0 |  | 0 |  |  | 1 | [21 empty] | 0 |  |  |  | 8811 | [7 empty] | New DID, CSS 40, no VM
4478247 | U MI CIT | LEVEL 9 | IDF 9-334C | 9-516 | NURSES STATION | 3 |  | 3 |  |  | WORKSTATION |  |  |  | LABEL PRINTER |  |  |  | SPARE | [15 empty] | NURSES STATION | 2024-09-09 |  | 2B | 2025-04-07 | [17 empty] | WSIU3309 |  | PRT-PAV0916 |  | 0 |  |  |  | 1 | 1 | [12 empty] | 1 | 0 |  | 0 |  |  | 1 | [20 empty] | 1 | 0
4478185 | U MI CIT | LEVEL 9 | IDF 9-334C | 9-516 | NURSES STATION | 4 |  | 3 |  |  | ANLG-RED PHONE |  |  |  | WIRED SPARE |  |  |  | SPARE | [15 empty] | NURSES STATION | 2024-09-09 |  | 2B | 2025-04-07 |  |  | Y | [18 empty] | 0 |  |  |  | 1 | 1 | [12 empty] | 1 | 0 |  | 0 |  |  | 1 | [21 empty] | 0 | [7 empty] | RED PHONE |  |  |  | RED PHONE
8363103 | U MI CIT | LEVEL 9 | IDF 9-334C | 9-516 | NURSES STATION | 7 |  | 3 |  |  | WIRED SPARE |  |  |  | WIRED SPARE |  |  |  | WIRED SPARE | [15 empty] | NURSES STATION | 2024-09-09 |  | 2B | 2025-04-07 | [21 empty] | 0 | [18 empty] | 0 |  | 0 | [24 empty] | 0
4482430 | U MI CIT | LEVEL 9 | IDF 9-334C | 9-516 | NURSES STATION | 11 |  | 3 |  |  | WORKSTATION |  |  |  | WIRED SPARE |  |  |  | SPARE | [15 empty] | NURSES STATION | 2024-09-09 |  | 2B | 2025-04-07 | [17 empty] | WSIU3190 |  |  |  | 0 |  |  |  | 1 | 1 | [12 empty] | 1 | 0 |  | 0 |  |  | 1 | [21 empty] | 0
7062149 | U MI CIT | LEVEL 9 | IDF 9-334C | 9-516 | NURSES STATION | 13 |  | 3 |  |  | WORKSTATION |  |  |  | WIRED SPARE |  |  |  | SPARE | [15 empty] | NURSES STATION | 2024-09-09 |  | 2B | 2025-04-07 | [17 empty] | WSIU3105 |  |  |  | 0 |  |  | 1 |  |  |  |  | 1 | [5 empty] | 2 |  |  |  | 1 | 0 |  | 0 | [24 empty] | 0
4482556 | U MI CIT | LEVEL 9 | IDF 9-334C | 9-516 | NURSES STATION | 8 |  | PM |  |  | PHYSIO MONITOR |  |  |  | PHYSIO MONITOR |  |  |  | SPARE | [11 empty] | CAPSULE |  |  |  | NURSES STATION | 2024-09-09 |  | 2B | 2025-04-07 |  |  |  |  | CIC MC | CIC IX | [15 empty] | 0 | [18 empty] | 0 |  | 0 | [24 empty] | 0
4477621 | U MI CIT | LEVEL 9 | IDF 9-438C | 9-364 | NURSES STATION | 1 |  | 3 |  |  | PHONE/WORKSTATION |  |  |  | LABEL PRINTER |  |  |  | SPARE | [15 empty] | NURSES STATION | 2024-09-09 |  | 2B | 2025-04-07 |  |  | Y | [14 empty] | WSIU3176 |  | PRT-PAV0914 |  | 0 |  |  |  | 1 | 1 | [12 empty] | 1 | 0 |  | 0 |  |  | 1 | [20 empty] | 1 | 0 |  |  |  | 8811 | [7 empty] | New DID, CSS 40, no VM
4477901 | U MI CIT | LEVEL 9 | IDF 9-438C | 9-402 | NURSES STATION | 2 |  | 3 |  |  | PHONE/WORKSTATION |  |  |  | LABEL PRINTER |  |  |  | SPARE | [15 empty] | NURSES STATION | 2024-09-09 |  | 2B | 2025-04-07 |  |  | Y | [14 empty] | WSIU3179 |  | PRT-PAV0915 |  | 0 |  |  |  | 1 | 1 | [12 empty] | 1 | 0 |  | 0 |  |  | 1 | [20 empty] | 1 | 0 |  |  |  | 8811 | [7 empty] | New DID, CSS 40, no VM
5484752 | U MI CIT | LEVEL 10 | IDF 10-122C | 10-302 | NURSES STATION | 1 |  | 3 |  |  | PHONE/WORKSTATION |  |  |  | WIRED SPARE |  |  |  | SPARE | [15 empty] | NURSES STATION | 2024-09-10 |  | 3 | 2025-05-19 |  |  | Y | [14 empty] | WSIU3348 |  |  |  | 0 |  |  |  | 1 | 1 | [12 empty] | 1 | 0 |  | 0 |  |  | 1 | [21 empty] | 0 |  |  |  | 8811 | [7 empty] | New DID, CSS 40, No Vm
4843784 | U MI CIT | LEVEL 10 | IDF 10-438C | 10-364 | NURSES STATION | 3 |  | 3 |  |  | WORKSTATION |  |  |  | SPARE |  |  |  | SPARE | [15 empty] | NURSES STATION | 2024-09-10 |  | 3 | 2025-05-19 | [17 empty] | WSIU3359 |  | PRT-PAV1008 |  | 0 |  |  |  | 1 | 1 | [12 empty] | 1 | 0 |  | 0 |  |  | 1 | [21 empty] | 0
4841561 | U MI CIT | LEVEL 10 | IDF 10-334C | 10-516 | NURSES STATION | 1 |  | 3 |  |  | PHONE/WORKSTATION |  |  |  | PRINTER |  |  |  | LABEL PRINTER | [15 empty] | NURSES STATION | 2024-09-10 |  | 3 | 2025-05-19 |  |  | Y | [14 empty] | DTPV1001 |  | PRT-PAV1012 | PRT-PAV1019 | 0 |  |  | 1 |  |  |  |  | 1 | [5 empty] | 2 |  |  |  | 1 | 0 |  | 0 | [11 empty] | 1 | [11 empty] | 1 | 0 | 1 |  |  | 8811 | [7 empty] | New DID, CS40, No VM
5489866 | U MI CIT | LEVEL 11 | IDF 11-334C | 11-106 | NURSES STATION | 1 |  | 3 |  |  | PHONE/WORKSTATION |  |  |  | PRINTER |  |  |  | LABEL PRINTER | [15 empty] | NURSES STATION | 2024-09-10 |  | 3 | 2025-05-19 |  |  | Y | [14 empty] | DTPV1100 |  | PRT-PAV1116 | PRT-PAV1117 | 0 |  |  | 1 |  |  |  |  | 1 | [5 empty] | 2 |  |  |  | 1 | 0 |  | 0 | [11 empty] | 1 | [11 empty] | 1 | 0 | 1 |  |  | 8811 | [7 empty] | New DID, CSS 40, no VM
5489894 | U MI CIT | LEVEL 11 | IDF 11-334C | 11-106 | NURSES STATION | 3 |  | 3 |  |  | WORKSTATION |  |  |  | LABEL PRINTER |  |  |  | ANLG-RED PHONE | [15 empty] | NURSES STATION | 2024-09-10 |  | 3 | 2025-05-19 |  |  | Y | [14 empty] | WSIU3387 |  | PRT-PAV1105 |  | 0 |  |  |  | 1 | 1 | [12 empty] | 1 | 0 |  | 0 |  |  | 1 | [18 empty] | 1 |  |  | 0 | [7 empty] | RED PHONE |  |  |  | RED PHONE
5489752 | U MI CIT | LEVEL 11 | IDF 11-334C | 11-106 | NURSES STATION | 5 |  | 3 |  |  | WORKSTATION |  |  |  | WIRED SPARE |  |  |  | SPARE | [15 empty] | NURSES STATION | 2024-09-10 |  | 3 | 2025-05-19 | [17 empty] | WSIU3388 |  |  |  | 0 |  |  |  | 1 | 1 | [12 empty] | 1 | 0 |  | 0 |  |  | 1 | [21 empty] | 0
7101239 | U MI CIT | LEVEL 11 | IDF 11-334C | 11-106 | NURSES STATION | 6 |  | 0 |  |  | FUTURE | [23 empty] | NURSES STATION | 2024-09-10 |  | 3 | 2025-05-19 | [21 empty] | 0 | [18 empty] | 0 |  | 0 | [24 empty] | 0
5489838 | U MI CIT | LEVEL 11 | IDF 11-334C | 11-106 | NURSES STATION | 7 |  | 3 |  |  | PHONE/WORKSTATION |  |  |  | WIRED SPARE |  |  |  | SPARE | [15 empty] | NURSES STATION | 2024-09-10 |  | 3 | 2025-05-19 |  |  | Y | [14 empty] | WSIU3389 |  |  |  | 0 |  |  |  | 1 | 1 | [12 empty] | 1 | 0 |  | 0 |  |  | 1 | [21 empty] | 0 |  |  |  | 8811 | [7 empty] | New DID, CSS 40, no VM
5489798 | U MI CIT | LEVEL 11 | IDF 11-334C | 11-106 | NURSES STATION | 8 |  | 3 |  |  | WORKSTATION |  |  |  | WIRED SPARE |  |  |  | SPARE | [15 empty] | NURSES STATION | 2024-09-10 |  | 3 | 2025-05-19 | [17 empty] | WSIU3383 |  |  |  | 0 |  |  | 1 |  |  |  |  | 1 | [5 empty] | 2 |  |  |  | 1 | 0 |  | 0 | [24 empty] | 0
10840536 | U MI CIT | LEVEL 11 | IDF 11-334C | 11-106 | NURSES STATION | 9 |  | PM |  |  | PHYSIO MONITOR |  |  |  | PHYSIO MONITOR |  |  |  | SPARE | [11 empty] | CAPSULE |  |  |  | NURSES STATION | 2024-09-10 |  | 3 | 2025-05-19 |  |  |  |  | CIC MC | CIC IX | [15 empty] | 0 | [18 empty] | 0 |  | 0 | [24 empty] | 0
7101336 | U MI CIT | LEVEL 11 | IDF 11-334C | 11-106 | NURSES STATION | 4 |  | AV |  |  | MEDICAL DIGITAL SIGN MONITORING |  |  |  | MEDICAL DIGITAL SIGN CORE PC | [19 empty] | NURSES STATION | 2024-09-10 |  | 3 | 2025-05-19 | Y | [9 empty] | NURSING WHITEBOARDS | MD | [9 empty] | 0 | [18 empty] | 0 |  | 0 | [24 empty] | 0
5489156 | U MI CIT | LEVEL 11 | IDF 11-122C | 11-212 | NURSES STATION | 2 |  | 3 |  |  | PHONE/WORKSTATION |  |  |  | WIRED SPARE |  |  |  | SPARE | [15 empty] | NURSES STATION | 2024-09-10 |  | 3 | 2025-05-19 |  |  | Y | [14 empty] | WSIU3391 |  |  |  | 0 |  |  |  | 1 | 1 | [12 empty] | 1 | 0 |  | 0 |  |  | 1 | [21 empty] | 0 |  |  |  | 8811 | [7 empty] | New DID, CSS 40, no VM
5489180 | U MI CIT | LEVEL 11 | IDF 11-122C | 11-212 | NURSES STATION | 3 |  | 3 |  |  | WORKSTATION |  |  |  | WIRED SPARE |  |  |  | SPARE | [15 empty] | NURSES STATION | 2024-09-10 |  | 3 | 2025-05-19 | [17 empty] | WSIU3392 |  |  |  | 0 |  |  |  | 1 | 1 | [12 empty] | 1 | 0 |  | 0 |  |  | 1 | [21 empty] | 0
5489194 | U MI CIT | LEVEL 11 | IDF 11-122C | 11-212 | NURSES STATION | 4 |  | 3 |  |  | PHONE/WORKSTATION |  |  |  | WIRED SPARE |  |  |  | SPARE | [15 empty] | NURSES STATION | 2024-09-10 |  | 3 | 2025-05-19 |  |  | Y | [14 empty] | WSIU3393 |  |  |  | 0 |  |  |  | 1 | 1 | [12 empty] | 1 | 0 |  | 0 |  |  | 1 | [21 empty] | 0 |  |  |  | 8811 | [7 empty] | New DID, CSS 40, no VM
5489208 | U MI CIT | LEVEL 11 | IDF 11-122C | 11-212 | NURSES STATION | 5 |  | 3 |  |  | WORKSTATION |  |  |  | WIRED SPARE |  |  |  | SPARE | [15 empty] | NURSES STATION | 2024-09-10 |  | 3 | 2025-05-19 | [17 empty] | WSIU3394 |  |  |  | 0 |  |  |  | 1 | 1 | [12 empty] | 1 | 0 |  | 0 |  |  | 1 | [21 empty] | 0
5489222 | U MI CIT | LEVEL 11 | IDF 11-122C | 11-212 | NURSES STATION | 6 |  | 3 |  |  | PHONE/WORKSTATION |  |  |  | WIRED SPARE |  |  |  | SPARE | [15 empty] | NURSES STATION | 2024-09-10 |  | 3 | 2025-05-19 |  |  | Y | [14 empty] | WSIU3395 |  |  |  | 0 |  |  |  | 1 | 1 | [12 empty] | 1 | 0 |  | 0 |  |  | 1 | [21 empty] | 0 |  |  |  | 8811 | [7 empty] | New DID, CSS 40, no VM
5489252 | U MI CIT | LEVEL 11 | IDF 11-122C | 11-212 | NURSES STATION | 7 |  | 3 |  |  | WORKSTATION |  |  |  | WIRED SPARE |  |  |  | SPARE | [15 empty] | NURSES STATION | 2024-09-10 |  | 3 | 2025-05-19 | [17 empty] | WSIU3396 |  |  |  | 0 |  |  |  | 1 | 1 | [12 empty] | 1 | 0 |  | 0 |  |  | 1 | [21 empty] | 0
10839186 | U MI CIT | LEVEL 11 | IDF 11-122C | 11-212 | NURSES STATION | 8 |  | 3 |  |  | PHONE/WORKSTATION |  |  |  | WIRED SPARE |  |  |  | SPARE | [15 empty] | NURSES STATION | 2024-09-10 |  | 3 | 2025-05-19 |  |  | Y | [14 empty] | WSIU3397 |  |  |  | 0 |  |  |  | 1 | 1 | [12 empty] | 1 | 0 |  | 0 |  |  | 1 | [21 empty] | 0 |  |  |  | 8811 | [7 empty] | New DID, CSS 40, no VM
5489276 | U MI CIT | LEVEL 11 | IDF 11-122C | 11-212 | NURSES STATION | 9 |  | 3 |  |  | WORKSTATION |  |  |  | WIRED SPARE |  |  |  | SPARE | [15 empty] | NURSES STATION | 2024-09-10 |  | 3 | 2025-05-19 | [17 empty] | WSIU3398 |  |  |  | 0 |  |  |  | 1 | 1 | [12 empty] | 1 | 0 |  | 0 |  |  | 1 | [21 empty] | 0
5489300 | U MI CIT | LEVEL 11 | IDF 11-122C | 11-212 | NURSES STATION | 10 |  | 3 |  |  | PHONE/WORKSTATION |  |  |  | LABEL PRINTER |  |  |  | SPARE | [15 empty] | NURSES STATION | 2024-09-10 |  | 3 | 2025-05-19 |  |  | Y | [14 empty] | WSIU3399 |  | PRT-PAV1106 |  | 0 |  |  |  | 1 | 1 | [12 empty] | 1 | 0 |  | 0 |  |  | 1 | [20 empty] | 1 | 0 |  |  |  | 8811 | [7 empty] | New DID, CSS 40, no VM
5522563 | U MI CIT | LEVEL 11 | IDF 11-122C | 11-302 | NURSES STATION | 1 |  | 3 |  |  | PHONE/WORKSTATION |  |  |  | WIRED SPARE |  |  |  | SPARE | [15 empty] | NURSES STATION | 2024-09-10 |  | 3 | 2025-05-19 |  |  | Y | [14 empty] | WSIU3400 |  |  |  | 0 |  |  |  | 1 | 1 | [12 empty] | 1 | 0 |  | 0 |  |  | 1 | [21 empty] | 0 |  |  |  | 8811 | [7 empty] | New DID, CSS 40, no VM
5522533 | U MI CIT | LEVEL 11 | IDF 11-122C | 11-302 | NURSES STATION | 3 |  | 3 |  |  | WORKSTATION |  |  |  | PRINTER |  |  |  | ANLG-RED PHONE | [15 empty] | NURSES STATION | 2024-09-10 |  | 3 | 2025-05-19 |  |  | Y | [14 empty] | WSIU3401 |  | PRT-PAV1108 |  | 0 |  |  |  | 1 | 1 | [12 empty] | 1 | 0 |  | 0 |  |  | 1 | [8 empty] | 1 | [12 empty] | 0 | [7 empty] | RED PHONE |  |  |  | RED PHONE
7100137 | U MI CIT | LEVEL 11 | IDF 11-122C | 11-302 | NURSES STATION | 4 |  | 0 |  |  | FUTURE | [23 empty] | NURSES STATION | 2024-09-10 |  | 3 | 2025-05-19 | [21 empty] | 0 | [18 empty] | 0 |  | 0 | [24 empty] | 0
5522549 | U MI CIT | LEVEL 11 | IDF 11-122C | 11-302 | NURSES STATION | 5 |  | 3 |  |  | PHONE/WORKSTATION |  |  |  | LABEL PRINTER |  |  |  | SPARE | [15 empty] | NURSES STATION | 2024-09-10 |  | 3 | 2025-05-19 |  |  | Y | [14 empty] | WSIU3402 |  | PRT-PAV1109 |  | 0 |  |  |  | 1 | 1 | [12 empty] | 1 | 0 |  | 0 |  |  | 1 | [20 empty] | 1 | 0 |  |  |  | 8811 | [7 empty] | New DID, CSS 40, no VM
7100255 | U MI CIT | LEVEL 11 | IDF 11-122C | 11-302 | NURSES STATION | 2 |  | AV |  |  | MEDICAL DIGITAL SIGN MONITORING |  |  |  | MEDICAL DIGITAL SIGN CORE PC | [19 empty] | NURSES STATION | 2024-09-10 |  | 3 | 2025-05-19 | Y | [9 empty] | NURSING WHITEBOARDS | MD | [9 empty] | 0 | [18 empty] | 0 |  | 0 | [24 empty] | 0
5664068 | U MI CIT | LEVEL 11 | IDF 11-334C | 11-328 | NURSES STATION | 2 |  | 3 |  |  | PHONE/WORKSTATION |  |  |  | WIRED SPARE |  |  |  | SPARE | [15 empty] | NURSES STATION | 2024-09-10 |  | 3 | 2025-05-19 |  |  | y | [14 empty] | WSIU3404 |  |  |  | 0 |  |  |  | 1 | 1 | [8 empty] | 1 |  |  |  | 1 | 0 |  | 0 |  |  | 1 | [21 empty] | 0 |  |  |  | 8811 | [7 empty] | New DID, CSS 40, no VM
5490017 | U MI CIT | LEVEL 11 | IDF 11-334C | 11-328 | NURSES STATION | 3 |  | PM |  |  | PHYSIO MONITOR |  |  |  | PHYSIO MONITOR |  |  |  | SPARE | [11 empty] | CAPSULE |  |  |  | NURSES STATION | 2024-09-10 |  | 3 | 2025-05-19 |  |  |  |  | CIC MC | CIC IX | [15 empty] | 0 | [18 empty] | 0 |  | 0 | [24 empty] | 0
10838469 | U MI CIT | LEVEL 11 | IDF 11-334C | 11-328 | NURSES STATION | 4 |  | 3 |  |  | WORKSTATION |  |  |  | WIRED SPARE |  |  |  | SPARE | [15 empty] | NURSES STATION | 2024-09-10 |  | 3 | 2025-05-19 | [17 empty] | WSIU3405 |  |  |  | 0 |  |  |  | 1 | 1 | [8 empty] | 1 |  |  |  | 1 | 0 |  | 0 |  |  | 1 | [21 empty] | 0
5489995 | U MI CIT | LEVEL 11 | IDF 11-334C | 11-328 | NURSES STATION | 5 |  | 3 |  |  | WORKSTATION |  |  |  | WIRED SPARE |  |  |  | SPARE | [15 empty] | NURSES STATION | 2024-09-10 |  | 3 | 2025-05-19 | [17 empty] | WSIU3406 |  |  |  | 0 |  |  |  | 1 | 1 | [8 empty] | 1 |  |  |  | 1 | 0 |  | 0 |  |  | 1 | [21 empty] | 0
5489947 | U MI CIT | LEVEL 11 | IDF 11-334C | 11-328 | NURSES STATION | 6 |  | 3 |  |  | PHONE/WORKSTATION |  |  |  | WIRED SPARE |  |  |  | SPARE | [15 empty] | NURSES STATION | 2024-09-10 |  | 3 | 2025-05-19 |  |  | Y | [14 empty] | WSIU3407 |  |  |  | 0 |  |  |  | 1 | 1 | [8 empty] | 1 |  |  |  | 1 | 0 |  | 0 |  |  | 1 | [21 empty] | 0 |  |  |  | 8811 | [7 empty] | New DID, CSS 40, no VM
7099559 | U MI CIT | LEVEL 11 | IDF 11-334C | 11-328 | NURSES STATION | 1 |  | AV |  |  | MEDICAL DIGITAL SIGN MONITORING |  |  |  | MEDICAL DIGITAL SIGN CORE PC | [19 empty] | NURSES STATION | 2024-09-10 |  | 3 | 2025-05-19 | Y | [9 empty] | NURSING WHITEBOARDS | MD | [9 empty] | 0 | [18 empty] | 0 |  | 0 | [24 empty] | 0
5518649 | U MI CIT | LEVEL 11 | IDF 11-334C | 11-338 | NURSES STATION | 2 |  | 3 |  |  | WORKSTATION |  |  |  | WIRED SPARE |  |  |  | SPARE | [15 empty] | NURSES STATION | 2024-09-10 |  | 3 | 2025-05-19 | [17 empty] | WSIU3408 |  |  |  | 0 |  |  |  | 1 | 1 | [12 empty] | 1 | 0 |  | 0 |  |  | 1 | [21 empty] | 0
10843564 | U MI CIT | LEVEL 11 | IDF 11-334C | 11-338 | NURSES STATION | 3 |  | 3 |  |  | PHONE/WORKSTATION |  |  |  | WIRED SPARE |  |  |  | SPARE | [15 empty] | NURSES STATION | 2024-09-10 |  | 3 | 2025-05-19 |  |  | Y | [14 empty] | WSIU3409 |  |  |  | 0 |  |  |  | 1 | 1 | [12 empty] | 1 | 0 |  | 0 |  |  | 1 | [21 empty] | 0 |  |  |  | 8811 | [7 empty] | New DID, CSS 40, no VM
10843618 | U MI CIT | LEVEL 11 | IDF 11-334C | 11-338 | NURSES STATION | 4 |  | PM |  |  | PHYSIO MONITOR |  |  |  | PHYSIO MONITOR |  |  |  | SPARE | [11 empty] | CAPSULE |  |  |  | NURSES STATION | 2024-09-10 |  | 3 | 2025-05-19 |  |  |  |  | CIC MC | CIC IX | [15 empty] | 0 | [18 empty] | 0 |  | 0 | [24 empty] | 0
5518715 | U MI CIT | LEVEL 11 | IDF 11-334C | 11-338 | NURSES STATION | 5 |  | 3 |  |  | WORKSTATION |  |  |  | WIRED SPARE |  |  |  | SPARE | [15 empty] | NURSES STATION | 2024-09-10 |  | 3 | 2025-05-19 | [17 empty] | WSIU3410 |  |  |  | 0 |  |  |  | 1 | 1 | [12 empty] | 1 | 0 |  | 0 |  |  | 1 | [21 empty] | 0
7095945 | U MI CIT | LEVEL 11 | IDF 11-334C | 11-338 | NURSES STATION | 1 |  | AV |  |  | MEDICAL DIGITAL SIGN MONITORING |  |  |  | MEDICAL DIGITAL SIGN CORE PC | [19 empty] | NURSES STATION | 2024-09-10 |  | 3 | 2025-05-19 | Y | [9 empty] | NURSING WHITEBOARDS | MD | [9 empty] | 0 | [18 empty] | 0 |  | 0 | [24 empty] | 0
4852614 | U MI CIT | LEVEL 11 | IDF 11-438C | 11-364 | NURSES STATION | 1 |  | 3 |  |  | PHONE/WORKSTATION |  |  |  | LABEL PRINTER |  |  |  | SPARE | [15 empty] | NURSES STATION | 2024-09-10 |  | 3 | 2025-05-19 |  |  | Y | [14 empty] | WSIU3412 |  | PRT-PAV1111 |  | 0 |  |  |  | 1 | 1 | [12 empty] | 1 | 0 |  | 0 |  |  | 1 | [20 empty] | 1 | 0 |  |  |  | 8811 | [7 empty] | New DID, CSS 40, no VM
7095329 | U MI CIT | LEVEL 11 | IDF 11-438C | 11-364 | NURSES STATION | 2 |  | 0 |  |  | FUTURE | [23 empty] | NURSES STATION | 2024-09-10 |  | 3 | 2025-05-19 | [21 empty] | 0 | [18 empty] | 0 |  | 0 | [24 empty] | 0
4852606 | U MI CIT | LEVEL 11 | IDF 11-438C | 11-364 | NURSES STATION | 3 |  | 3 |  |  | WORKSTATION |  |  |  | WIRED SPARE |  |  |  | SPARE | [15 empty] | NURSES STATION | 2024-09-10 |  | 3 | 2025-05-19 | [17 empty] | WSIU3413 |  |  |  | 0 |  |  |  | 1 | 1 | [12 empty] | 1 | 0 |  | 0 |  |  | 1 | [21 empty] | 0
4852598 | U MI CIT | LEVEL 11 | IDF 11-438C | 11-364 | NURSES STATION | 4 |  | 3 |  |  | WORKSTATION |  |  |  | PRINTER |  |  |  | ANLG-RED PHONE | [15 empty] | NURSES STATION | 2024-09-10 |  | 3 | 2025-05-19 |  |  | Y | [14 empty] | WSIU3414 |  | PRT-PAV1112 |  | 0 |  |  |  | 1 | 1 | [12 empty] | 1 | 0 |  | 0 |  |  | 1 | [8 empty] | 1 | [12 empty] | 0 | [7 empty] | RED PHONE |  |  |  | RED PHONE
4852399 | U MI CIT | LEVEL 11 | IDF 11-438C | 11-402 | NURSES STATION | 1 |  | 3 |  |  | PHONE/WORKSTATION |  |  |  | WIRED SPARE |  |  |  | SPARE | [15 empty] | NURSES STATION | 2024-09-10 |  | 3 | 2025-05-19 |  |  | Y | [14 empty] | WSIU3415 |  |  |  | 0 |  |  |  | 1 | 1 | [12 empty] | 1 | 0 |  | 0 |  |  | 1 | [21 empty] | 0 |  |  |  | 8811 | [7 empty] | New DID, CSS 40, no VM
4852392 | U MI CIT | LEVEL 11 | IDF 11-438C | 11-402 | NURSES STATION | 2 |  | 3 |  |  | PHONE/WORKSTATION |  |  |  | LABEL PRINTER |  |  |  | SPARE | [15 empty] | NURSES STATION | 2024-09-10 |  | 3 | 2025-05-19 |  |  | Y | [14 empty] | WSIU3416 |  | PRT-PAV1113 |  | 0 |  |  |  | 1 | 1 | [12 empty] | 1 | 0 |  | 0 |  |  | 1 | [20 empty] | 1 | 0 |  |  |  | 8811 | [7 empty] | New DID, CSS 40, no VM
4852385 | U MI CIT | LEVEL 11 | IDF 11-438C | 11-402 | NURSES STATION | 3 |  | 3 |  |  | WORKSTATION |  |  |  | WIRED SPARE |  |  |  | SPARE | [15 empty] | NURSES STATION | 2024-09-10 |  | 3 | 2025-05-19 | [17 empty] | WSIU3417 |  |  |  | 0 |  |  |  | 1 | 1 | [12 empty] | 1 | 0 |  | 0 |  |  | 1 | [21 empty] | 0
4852378 | U MI CIT | LEVEL 11 | IDF 11-438C | 11-402 | NURSES STATION | 4 |  | 3 |  |  | PHONE/WORKSTATION |  |  |  | WIRED SPARE |  |  |  | SPARE | [15 empty] | NURSES STATION | 2024-09-10 |  | 3 | 2025-05-19 |  |  | Y | [14 empty] | WSIU3418 |  |  |  | 0 |  |  |  | 1 | 1 | [12 empty] | 1 | 0 |  | 0 |  |  | 1 | [21 empty] | 0 |  |  |  | 8811 | [7 empty] | New DID, CSS 40, no VM
4852371 | U MI CIT | LEVEL 11 | IDF 11-438C | 11-402 | NURSES STATION | 5 |  | 3 |  |  | WORKSTATION |  |  |  | WIRED SPARE |  |  |  | SPARE | [15 empty] | NURSES STATION | 2024-09-10 |  | 3 | 2025-05-19 | [17 empty] | WSIU3419 |  |  |  | 0 |  |  |  | 1 | 1 | [12 empty] | 1 | 0 |  | 0 |  |  | 1 | [21 empty] | 0
4852550 | U MI CIT | LEVEL 11 | IDF 11-438C | 11-402 | NURSES STATION | 6 |  | 3 |  |  | PHONE/WORKSTATION |  |  |  | WIRED SPARE |  |  |  | SPARE | [15 empty] | NURSES STATION | 2024-09-10 |  | 3 | 2025-05-19 |  |  | Y | [14 empty] | WSIU3384 |  |  |  | 0 |  |  | 1 |  |  |  |  | 1 | [5 empty] | 2 |  |  |  | 1 | 0 |  | 0 | [24 empty] | 0 |  |  |  | 8811 | [7 empty] | New DID, CSS 40, no VM
4852542 | U MI CIT | LEVEL 11 | IDF 11-438C | 11-402 | NURSES STATION | 7 |  | 3 |  |  | WORKSTATION |  |  |  | WIRED SPARE |  |  |  | SPARE | [15 empty] | NURSES STATION | 2024-09-10 |  | 3 | 2025-05-19 | [17 empty] | WSIU3420 |  |  |  | 0 |  |  |  | 1 | 1 | [12 empty] | 1 | 0 |  | 0 |  |  | 1 | [21 empty] | 0
4852534 | U MI CIT | LEVEL 11 | IDF 11-438C | 11-402 | NURSES STATION | 9 |  | 3 |  |  | WIRED SPARE |  |  |  | WIRED SPARE |  |  |  | WIRED SPARE | [15 empty] | NURSES STATION | 2024-09-10 |  | 3 | 2025-05-19 | [21 empty] | 0 |  |  |  | 1 | 1 | [12 empty] | 1 | 0 |  | 0 |  |  | 1 | [21 empty] | 0
10844530 | U MI CIT | LEVEL 11 | IDF 11-438C | 11-402 | NURSES STATION | 10 |  | PM |  |  | PHYSIO MONITOR |  |  |  | PHYSIO MONITOR |  |  |  | SPARE | [11 empty] | CAPSULE |  |  |  | NURSES STATION | 2024-09-10 |  | 3 | 2025-05-19 |  |  |  |  | CIC MC | CIC IX | [15 empty] | 0 | [18 empty] | 0 |  | 0 | [24 empty] | 0
4852526 | U MI CIT | LEVEL 11 | IDF 11-438C | 11-402 | NURSES STATION | 11 |  | AV |  |  | MEDICAL DIGITAL SIGN MONITORING |  |  |  | MEDICAL DIGITAL SIGN CORE PC | [19 empty] | NURSES STATION | 2024-09-10 |  | 3 | 2025-05-19 | Y | [9 empty] | NURSING WHITEBOARDS | MD | [9 empty] | 0 | [18 empty] | 0 |  | 0 | [24 empty] | 0
5488170 | U MI CIT | LEVEL 11 | IDF 11-334C | 11-512 | NURSES STATION | 1 |  | 3 |  |  | PHONE/WORKSTATION |  |  |  | WIRED SPARE |  |  |  | SPARE | [15 empty] | NURSES STATION | 2024-09-10 |  | 3 | 2025-05-19 |  |  | Y | [14 empty] | WSIU3422 |  |  |  | 0 |  |  |  | 1 | 1 | [12 empty] | 1 | 0 |  | 0 |  |  | 1 | [21 empty] | 0 |  |  |  | 8811 | [7 empty] | New DID, CSS 40, no VM
7097136 | U MI CIT | LEVEL 11 | IDF 11-334C | 11-512 | NURSES STATION | 2 |  | 0 |  |  | FUTURE | [23 empty] | NURSES STATION | 2024-09-10 |  | 3 | 2025-05-19 | [21 empty] | 0 | [18 empty] | 0 |  | 0 | [24 empty] | 0
5488303 | U MI CIT | LEVEL 11 | IDF 11-334C | 11-512 | NURSES STATION | 3 |  | 3 |  |  | WORKSTATION |  |  |  | WIRED SPARE |  |  |  | SPARE | [15 empty] | NURSES STATION | 2024-09-10 |  | 3 | 2025-05-19 | [17 empty] | WSIU3423 |  |  |  | 0 |  |  |  | 1 | 1 | [12 empty] | 1 | 0 |  | 0 |  |  | 1 | [21 empty] | 0
5488240 | U MI CIT | LEVEL 11 | IDF 11-334C | 11-512 | NURSES STATION | 4 |  | 3 |  |  | PHONE/WORKSTATION |  |  |  | WIRED SPARE |  |  |  | SPARE | [15 empty] | NURSES STATION | 2024-09-10 |  | 3 | 2025-05-19 |  |  | Y | [14 empty] | WSIU3424 |  |  |  | 0 |  |  |  | 1 | 1 | [12 empty] | 1 | 0 |  | 0 |  |  | 1 | [21 empty] | 0 |  |  |  | 8811 | [7 empty] | New DID, CSS 40, no VM
5488353 | U MI CIT | LEVEL 11 | IDF 11-334C | 11-512 | NURSES STATION | 5 |  | 3 |  |  | WORKSTATION |  |  |  | WIRED SPARE |  |  |  | SPARE | [15 empty] | NURSES STATION | 2024-09-10 |  | 3 | 2025-05-19 | [17 empty] | WSIU3425 |  |  |  | 0 |  |  |  | 1 | 1 | [12 empty] | 1 | 0 |  | 0 |  |  | 1 | [21 empty] | 0
7097199 | U MI CIT | LEVEL 11 | IDF 11-334C | 11-512 | NURSES STATION | 6 |  | AV |  |  | MEDICAL DIGITAL SIGN MONITORING |  |  |  | MEDICAL DIGITAL SIGN CORE PC | [19 empty] | NURSES STATION | 2024-09-10 |  | 3 | 2025-05-19 | Y | [9 empty] | NURSING WHITEBOARDS | MD | [9 empty] | 0 | [18 empty] | 0 |  | 0 | [24 empty] | 0
4851801 | U MI CIT | LEVEL 11 | IDF 11-334C | 11-516 | NURSES STATION | 1 |  | 3 |  |  | PHONE/WORKSTATION |  |  |  | PRINTER |  |  |  | LABEL PRINTER | [15 empty] | NURSES STATION | 2024-09-10 |  | 3 | 2025-05-19 |  |  | Y | [14 empty] | DTPV1101 |  | PRT-PAV1115 | PRT-PAV1118 | 0 |  |  | 1 |  |  |  |  | 1 | [5 empty] | 2 |  |  |  | 1 | 0 |  | 0 | [11 empty] | 1 | [11 empty] | 1 | 0 | 1 |  |  | 8811 | [7 empty] | New DID, CSS 40, no VM
4851793 | U MI CIT | LEVEL 11 | IDF 11-334C | 11-516 | NURSES STATION | 2 |  | 3 |  |  | LABEL PRINTER |  |  |  | ANLG-RED PHONE |  |  |  | SPARE | [15 empty] | NURSES STATION | 2024-09-10 |  | 3 | 2025-05-19 |  |  | Y | [16 empty] | PRT-PAV1119 |  | 0 | [18 empty] | 0 |  | 0 | [21 empty] | 1 |  |  | 0 | [7 empty] | RED PHONE |  |  |  | RED PHONE
8373137 | U MI CIT | LEVEL 11 | IDF 11-334C | 11-516 | NURSES STATION | 4 |  | 3 |  |  | WIRED SPARE |  |  |  | WIRED SPARE |  |  |  | WIRED SPARE | [15 empty] | NURSES STATION | 2024-09-10 |  | 3 | 2025-05-19 | [21 empty] | 0 | [18 empty] | 0 |  | 0 | [24 empty] | 0
4851849 | U MI CIT | LEVEL 11 | IDF 11-334C | 11-516 | NURSES STATION | 7 |  | 3 |  |  | PHONE/WORKSTATION |  |  |  | WIRED SPARE |  |  |  | SPARE | [15 empty] | NURSES STATION | 2024-09-10 |  | 3 | 2025-05-19 |  |  | Y | [14 empty] | WSIU3426 |  |  |  | 0 |  |  |  | 1 | 1 | [12 empty] | 1 | 0 |  | 0 |  |  | 1 | [21 empty] | 0 |  |  |  | 8811 | [7 empty] | New DID, CSS 40, no VM
10843371 | U MI CIT | LEVEL 11 | IDF 11-334C | 11-516 | NURSES STATION | 8 |  | 3 |  |  | WORKSTATION |  |  |  | WIRED SPARE |  |  |  | SPARE | [15 empty] | NURSES STATION | 2024-09-10 |  | 3 | 2025-05-19 | [17 empty] | WSIU3427 |  |  |  | 0 |  |  |  | 1 | 1 | [12 empty] | 1 | 0 |  | 0 |  |  | 1 | [21 empty] | 0
10843413 | U MI CIT | LEVEL 11 | IDF 11-334C | 11-516 | NURSES STATION | 9 |  | 3 |  |  | WORKSTATION |  |  |  | WIRED SPARE |  |  |  | SPARE | [15 empty] | NURSES STATION | 2024-09-10 |  | 3 | 2025-05-19 | [17 empty] | WSIU3428 |  |  |  | 0 |  |  |  | 1 | 1 | [12 empty] | 1 | 0 |  | 0 |  |  | 1 | [21 empty] | 0
8373070 | U MI CIT | LEVEL 11 | IDF 11-334C | 11-516 | NURSES STATION | 10 |  | 3 |  |  | WORKSTATION |  |  |  | WIRED SPARE |  |  |  | SPARE | [15 empty] | NURSES STATION | 2024-09-10 |  | 3 | 2025-05-19 | [17 empty] | WSIU3386 |  |  |  | 0 |  |  | 1 |  |  |  |  | 1 | [5 empty] | 2 |  |  |  | 1 | 0 |  | 0 | [24 empty] | 0
7097331 | U MI CIT | LEVEL 11 | IDF 11-334C | 11-516 | NURSES STATION | 3 |  | AV |  |  | MEDICAL DIGITAL SIGN MONITORING |  |  |  | MEDICAL DIGITAL SIGN CORE PC | [19 empty] | NURSES STATION | 2024-09-10 |  | 3 | 2025-05-19 | Y | [9 empty] | NURSING WHITEBOARDS | MD | [9 empty] | 0 | [18 empty] | 0 |  | 0 | [24 empty] | 0
8373245 | U MI CIT | LEVEL 11 | IDF 11-334C | 11-516 | NURSES STATION | 5 |  | PM |  |  | PHYSIO MONITOR |  |  |  | PHYSIO MONITOR |  |  |  | SPARE | [11 empty] | CAPSULE |  |  |  | NURSES STATION | 2024-09-10 |  | 3 | 2025-05-19 |  |  |  |  | CIC MC | CIC IX | [15 empty] | 0 | [18 empty] | 0 |  | 0 | [24 empty] | 0
6645557 | U MI CIT | LEVEL 12 | IDF 12-334C | 12-106 | NURSES STATION | 1 |  | 3 |  |  | PHONE/WORKSTATION |  |  |  | PRINTER |  |  |  | LABEL PRINTER | [15 empty] | NURSES STATION | 2024-09-10 | [5 empty] | Y | [14 empty] | DTPV1200 |  | PRT-PAV1203 | PRT-PAV1214 | 0 |  |  | 1 |  |  |  |  | 1 | [5 empty] | 2 |  |  |  | 1 | 0 |  | 0 | [11 empty] | 1 | [11 empty] | 1 | 0 | 1 |  |  | 8811 | [7 empty] | New DID, CSS 40, no VM
6645885 | U MI CIT | LEVEL 12 | IDF 12-334C | 12-106 | NURSES STATION | 3 |  | 3 |  |  | WORKSTATION |  |  |  | LABEL PRINTER |  |  |  | ANLG-RED PHONE | [15 empty] | NURSES STATION | 2024-09-10 | [5 empty] | Y | [16 empty] | PRT-PAV1212 |  | 0 |  |  |  | 1 | 1 | [12 empty] | 1 | 0 |  | 0 |  |  | 1 | [18 empty] | 1 |  |  | 0 | [7 empty] | RED PHONE |  |  |  | RED PHONE
6646049 | U MI CIT | LEVEL 12 | IDF 12-334C | 12-106 | NURSES STATION | 5 |  | 3 |  |  | WIRED SPARE |  |  |  | WIRED SPARE |  |  |  | WIRED SPARE | [15 empty] | NURSES STATION | 2024-09-10 | [24 empty] | 0 | [18 empty] | 0 |  | 0 | [24 empty] | 0
6645505 | U MI CIT | LEVEL 12 | IDF 12-334C | 12-106 | NURSES STATION | 6 |  | 3 |  |  | WORKSTATION |  |  |  | WIRED SPARE |  |  |  | SPARE | [15 empty] | NURSES STATION | 2024-09-10 | [24 empty] | 0 |  |  |  | 1 | 1 | [12 empty] | 1 | 0 |  | 0 |  |  | 1 | [21 empty] | 0
7107279 | U MI CIT | LEVEL 12 | IDF 12-334C | 12-106 | NURSES STATION | 7 |  | 0 |  |  | FUTURE | [23 empty] | NURSES STATION | 2024-09-10 | [24 empty] | 0 | [18 empty] | 0 |  | 0 | [24 empty] | 0
6645625 | U MI CIT | LEVEL 12 | IDF 12-334C | 12-106 | NURSES STATION | 8 |  | 3 |  |  | PHONE/WORKSTATION |  |  |  | WIRED SPARE |  |  |  | SPARE | [15 empty] | NURSES STATION | 2024-09-10 | [5 empty] | Y | [18 empty] | 0 |  |  |  | 1 | 1 | [12 empty] | 1 | 0 |  | 0 |  |  | 1 | [21 empty] | 0 |  |  |  | 8811 | [7 empty] | New DID, CSS 40, no VM
10831443 | U MI CIT | LEVEL 12 | IDF 12-334C | 12-106 | NURSES STATION | 9 |  | PM |  |  | PHYSIO MONITOR |  |  |  | PHYSIO MONITOR |  |  |  | SPARE | [11 empty] | CAPSULE |  |  |  | NURSES STATION | 2024-09-10 | [7 empty] | CIC MC | CIC IX | [15 empty] | 0 | [18 empty] | 0 |  | 0 | [24 empty] | 0
10831488 | U MI CIT | LEVEL 12 | IDF 12-334C | 12-106 | NURSES STATION | 10 |  | 3 |  |  | WORKSTATION |  |  |  | WIRED SPARE |  |  |  | SPARE | [15 empty] | NURSES STATION | 2024-09-10 | [24 empty] | 0 |  |  | 1 |  |  |  |  | 1 | [5 empty] | 2 |  |  |  | 1 | 0 |  | 0 | [24 empty] | 0
7107181 | U MI CIT | LEVEL 12 | IDF 12-334C | 12-106 | NURSES STATION | 4 |  | AV |  |  | SPARE |  |  |  | SPARE | [19 empty] | NURSES STATION | 2024-09-10 |  |  |  | Y | [20 empty] | 0 | [18 empty] | 0 |  | 0 | [24 empty] | 0
5523735 | U MI CIT | LEVEL 12 | IDF 12-122C | 12-212 | NURSES STATION | 2 |  | 3 |  |  | PHONE/WORKSTATION |  |  |  | WIRED SPARE |  |  |  | SPARE | [15 empty] | NURSES STATION | 2024-09-10 | [5 empty] | Y | [18 empty] | 0 |  |  |  | 1 | 1 | [12 empty] | 1 | 0 |  | 0 |  |  | 1 | [21 empty] | 0 |  |  |  | 8811 | [7 empty] | New DID, CSS 40, no VM
5523713 | U MI CIT | LEVEL 12 | IDF 12-122C | 12-212 | NURSES STATION | 3 |  | 3 |  |  | WORKSTATION |  |  |  | WIRED SPARE |  |  |  | SPARE | [15 empty] | NURSES STATION | 2024-09-10 | [24 empty] | 0 |  |  |  | 1 | 1 | [12 empty] | 1 | 0 |  | 0 |  |  | 1 | [21 empty] | 0
5523689 | U MI CIT | LEVEL 12 | IDF 12-122C | 12-212 | NURSES STATION | 4 |  | 3 |  |  | PHONE/WORKSTATION |  |  |  | WIRED SPARE |  |  |  | SPARE | [15 empty] | NURSES STATION | 2024-09-10 | [5 empty] | Y | [18 empty] | 0 |  |  |  | 1 | 1 | [12 empty] | 1 | 0 |  | 0 |  |  | 1 | [21 empty] | 0 |  |  |  | 8811 | [7 empty] | New DID, CSS 40, no VM
5523637 | U MI CIT | LEVEL 12 | IDF 12-122C | 12-212 | NURSES STATION | 5 |  | 3 |  |  | WORKSTATION |  |  |  | WIRED SPARE |  |  |  | SPARE | [15 empty] | NURSES STATION | 2024-09-10 | [24 empty] | 0 |  |  |  | 1 | 1 | [12 empty] | 1 | 0 |  | 0 |  |  | 1 | [21 empty] | 0
5523613 | U MI CIT | LEVEL 12 | IDF 12-122C | 12-212 | NURSES STATION | 6 |  | 3 |  |  | PHONE/WORKSTATION |  |  |  | WIRED SPARE |  |  |  | SPARE | [15 empty] | NURSES STATION | 2024-09-10 | [5 empty] | Y | [18 empty] | 0 |  |  |  | 1 | 1 | [12 empty] | 1 | 0 |  | 0 |  |  | 1 | [21 empty] | 0 |  |  |  | 8811 | [7 empty] | New DID, CSS 40, no VM
10830907 | U MI CIT | LEVEL 12 | IDF 12-122C | 12-212 | NURSES STATION | 7 |  | 3 |  |  | WORKSTATION |  |  |  | WIRED SPARE |  |  |  | SPARE | [15 empty] | NURSES STATION | 2024-09-10 | [24 empty] | 0 |  |  |  | 1 | 1 | [12 empty] | 1 | 0 |  | 0 |  |  | 1 | [21 empty] | 0
5523591 | U MI CIT | LEVEL 12 | IDF 12-122C | 12-212 | NURSES STATION | 8 |  | 3 |  |  | PHONE/WORKSTATION |  |  |  | WIRED SPARE |  |  |  | SPARE | [15 empty] | NURSES STATION | 2024-09-10 | [5 empty] | Y | [18 empty] | 0 |  |  |  | 1 | 1 | [12 empty] | 1 | 0 |  | 0 |  |  | 1 | [21 empty] | 0 |  |  |  | 8811 | [7 empty] | New DID, CSS 40, no VM
5523511 | U MI CIT | LEVEL 12 | IDF 12-122C | 12-212 | NURSES STATION | 9 |  | 3 |  |  | WORKSTATION |  |  |  | WIRED SPARE |  |  |  | SPARE | [15 empty] | NURSES STATION | 2024-09-10 | [24 empty] | 0 |  |  |  | 1 | 1 | [12 empty] | 1 | 0 |  | 0 |  |  | 1 | [21 empty] | 0
5523777 | U MI CIT | LEVEL 12 | IDF 12-122C | 12-302 | NURSES STATION | 1 |  | 3 |  |  | PHONE/WORKSTATION |  |  |  | WIRED SPARE |  |  |  | SPARE | [15 empty] | NURSES STATION | 2024-09-10 | [5 empty] | Y | [18 empty] | 0 |  |  |  | 1 | 1 | [12 empty] | 1 | 0 |  | 0 |  |  | 1 | [21 empty] | 0 |  |  |  | 8811 | [7 empty] | New DID, CSS 40, no VM
5523763 | U MI CIT | LEVEL 12 | IDF 12-122C | 12-302 | NURSES STATION | 3 |  | 3 |  |  | WORKSTATION |  |  |  | PRINTER |  |  |  | ANLG-RED PHONE | [15 empty] | NURSES STATION | 2024-09-10 | [5 empty] | Y | [16 empty] | PRT-PAV1204 |  | 0 |  |  |  | 1 | 1 | [12 empty] | 1 | 0 |  | 0 |  |  | 1 | [8 empty] | 1 | [12 empty] | 0 | [7 empty] | RED PHONE |  |  |  | RED PHONE
7108652 | U MI CIT | LEVEL 12 | IDF 12-122C | 12-302 | NURSES STATION | 4 |  | 0 |  |  | FUTURE | [23 empty] | NURSES STATION | 2024-09-10 | [24 empty] | 0 | [18 empty] | 0 |  | 0 | [24 empty] | 0
5523749 | U MI CIT | LEVEL 12 | IDF 12-122C | 12-302 | NURSES STATION | 5 |  | 3 |  |  | PHONE/WORKSTATION |  |  |  | LABEL PRINTER |  |  |  | SPARE | [15 empty] | NURSES STATION | 2024-09-10 | [5 empty] | Y | [16 empty] | PRT-PAV1216 |  | 0 |  |  |  | 1 | 1 | [12 empty] | 1 | 0 |  | 0 |  |  | 1 | [20 empty] | 1 | 0 |  |  |  | 8811 | [7 empty] | New DID, CSS 40, no VM
7108138 | U MI CIT | LEVEL 12 | IDF 12-122C | 12-302 | NURSES STATION | 2 |  | AV |  |  | MEDICAL DIGITAL SIGN MONITORING |  |  |  | MEDICAL DIGITAL SIGN CORE PC | [19 empty] | NURSES STATION | 2024-09-10 |  |  |  | Y | [9 empty] | NURSING WHITEBOARDS | MD | [9 empty] | 0 | [18 empty] | 0 |  | 0 | [24 empty] | 0
6644570 | U MI CIT | LEVEL 12 | IDF 12-334C | 12-328 | NURSES STATION | 1 |  | 3 |  |  | PHONE/WORKSTATION |  |  |  | WIRED SPARE |  |  |  | SPARE | [15 empty] | NURSES STATION | 2024-09-10 | [5 empty] | Y | [18 empty] | 0 |  |  |  | 1 | 1 | [8 empty] | 1 |  |  |  | 1 | 0 |  | 0 |  |  | 1 | [21 empty] | 0 |  |  |  | 8811 | [7 empty] | New DID, CSS 40, no VM
10830821 | U MI CIT | LEVEL 12 | IDF 12-334C | 12-328 | NURSES STATION | 2 |  | PM |  |  | PHYSIO MONITOR |  |  |  | PHYSIO MONITOR |  |  |  | SPARE | [11 empty] | CAPSULE |  |  |  | NURSES STATION | 2024-09-10 | [7 empty] | CIC MC | CIC IX | [15 empty] | 0 | [18 empty] | 0 |  | 0 | [24 empty] | 0
6644627 | U MI CIT | LEVEL 12 | IDF 12-334C | 12-328 | NURSES STATION | 3 |  | 3 |  |  | WORKSTATION |  |  |  | WIRED SPARE |  |  |  | SPARE | [15 empty] | NURSES STATION | 2024-09-10 | [24 empty] | 0 |  |  |  | 1 | 1 | [8 empty] | 1 |  |  |  | 1 | 0 |  | 0 |  |  | 1 | [21 empty] | 0
6644673 | U MI CIT | LEVEL 12 | IDF 12-334C | 12-328 | NURSES STATION | 4 |  | 3 |  |  | WORKSTATION |  |  |  | WIRED SPARE |  |  |  | SPARE | [15 empty] | NURSES STATION | 2024-09-10 | [24 empty] | 0 |  |  |  | 1 | 1 | [8 empty] | 1 |  |  |  | 1 | 0 |  | 0 |  |  | 1 | [21 empty] | 0
8374732 | U MI CIT | LEVEL 12 | IDF 12-334C | 12-328 | NURSES STATION | 6 |  | 3 |  |  | PHONE/WORKSTATION |  |  |  | WIRED SPARE |  |  |  | SPARE | [15 empty] | NURSES STATION | 2024-09-10 | [5 empty] | Y | [14 empty] | WSIU3590 |  |  |  | 0 |  |  |  | 1 | 1 | [8 empty] | 1 |  |  |  | 1 | 0 |  | 0 |  |  | 1 | [21 empty] | 0 |  |  |  | 8811 | [7 empty] | New DID, CSS 40, no VM
7106867 | U MI CIT | LEVEL 12 | IDF 12-334C | 12-328 | NURSES STATION | 5 |  | AV |  |  | MEDICAL DIGITAL SIGN MONITORING |  |  |  | MEDICAL DIGITAL SIGN CORE PC | [19 empty] | NURSES STATION | 2024-09-10 |  |  |  | Y | [9 empty] | NURSING WHITEBOARDS | MD | [9 empty] | 0 | [18 empty] | 0 |  | 0 | [24 empty] | 0
5519800 | U MI CIT | LEVEL 12 | IDF 12-334C | 12-338 | NURSES STATION | 2 |  | 3 |  |  | PHONE/WORKSTATION |  |  |  | WIRED SPARE |  |  |  | SPARE | [15 empty] | NURSES STATION | 2024-09-10 | [5 empty] | Y | [14 empty] | WSIU3591 |  |  |  | 0 |  |  |  | 1 | 1 | [12 empty] | 1 | 0 |  | 0 |  |  | 1 | [21 empty] | 0 |  |  |  | 8811 | [7 empty] | New DID, CSS 40, no VM
10834456 | U MI CIT | LEVEL 12 | IDF 12-334C | 12-338 | NURSES STATION | 3 |  | PM |  |  | PHYSIO MONITOR |  |  |  | PHYSIO MONITOR |  |  |  | SPARE | [11 empty] | CAPSULE |  |  |  | NURSES STATION | 2024-09-10 | [7 empty] | CIC MC | CIC IX | [15 empty] | 0 | [18 empty] | 0 |  | 0 | [24 empty] | 0
10834528 | U MI CIT | LEVEL 12 | IDF 12-334C | 12-338 | NURSES STATION | 4 |  | 3 |  |  | WORKSTATION |  |  |  | WIRED SPARE |  |  |  | SPARE | [15 empty] | NURSES STATION | 2024-09-10 | [20 empty] | WSIU3592 |  |  |  | 0 |  |  |  | 1 | 1 | [12 empty] | 1 | 0 |  | 0 |  |  | 1 | [21 empty] | 0
5519872 | U MI CIT | LEVEL 12 | IDF 12-334C | 12-338 | NURSES STATION | 5 |  | 3 |  |  | WORKSTATION |  |  |  | WIRED SPARE |  |  |  | SPARE | [15 empty] | NURSES STATION | 2024-09-10 | [20 empty] | WSIU3593 |  |  |  | 0 |  |  |  | 1 | 1 | [12 empty] | 1 | 0 |  | 0 |  |  | 1 | [21 empty] | 0
7104680 | U MI CIT | LEVEL 12 | IDF 12-334C | 12-338 | NURSES STATION | 1 |  | AV |  |  | MEDICAL DIGITAL SIGN MONITORING |  |  |  | MEDICAL DIGITAL SIGN CORE PC | [19 empty] | NURSES STATION | 2024-09-10 |  |  |  | Y | [9 empty] | NURSING WHITEBOARDS | MD | [9 empty] | 0 | [18 empty] | 0 |  | 0 | [24 empty] | 0
4854265 | U MI CIT | LEVEL 12 | IDF 12-438C | 12-364 | NURSES STATION | 1 |  | 3 |  |  | PHONE/WORKSTATION |  |  |  | LABEL PRINTER |  |  |  | SPARE | [15 empty] | NURSES STATION | 2024-09-10 | [5 empty] | Y | [14 empty] | WSIU3594 |  | PRT-PAV1217 |  | 0 |  |  |  | 1 | 1 | [12 empty] | 1 | 0 |  | 0 |  |  | 1 | [20 empty] | 1 | 0 |  |  |  | 8811 | [7 empty] | New DID, CSS 40, no VM
7102787 | U MI CIT | LEVEL 12 | IDF 12-438C | 12-364 | NURSES STATION | 2 |  | 0 |  |  | FUTURE | [23 empty] | NURSES STATION | 2024-09-10 | [24 empty] | 0 | [18 empty] | 0 |  | 0 | [24 empty] | 0
4854257 | U MI CIT | LEVEL 12 | IDF 12-438C | 12-364 | NURSES STATION | 3 |  | 3 |  |  | WORKSTATION |  |  |  | WIRED SPARE |  |  |  | SPARE | [15 empty] | NURSES STATION | 2024-09-10 | [7 empty] | CIC MC | CIC IX | [11 empty] | WSIU3595 |  |  |  | 0 |  |  |  | 1 | 1 | [12 empty] | 1 | 0 |  | 0 |  |  | 1 | [21 empty] | 0
4854249 | U MI CIT | LEVEL 12 | IDF 12-438C | 12-364 | NURSES STATION | 4 |  | 3 |  |  | WORKSTATION |  |  |  | PRINTER |  |  |  | SPARE | [15 empty] | NURSES STATION | 2024-09-10 | [20 empty] | WSIU3596 |  | PRT-PAV1205 |  | 0 |  |  |  | 1 | 1 | [12 empty] | 1 | 0 |  | 0 |  |  | 1 | [8 empty] | 1 | [12 empty] | 0
4854050 | U MI CIT | LEVEL 12 | IDF 12-438C | 12-402 | NURSES STATION | 1 |  | 3 |  |  | WORKSTATION |  |  |  | WIRED SPARE |  |  |  | SPARE | [15 empty] | NURSES STATION | 2024-09-10 | [20 empty] | WSIU3597 |  |  |  | 0 |  |  |  | 1 | 1 | [12 empty] | 1 | 0 |  | 0 |  |  | 1 | [21 empty] | 0
4854043 | U MI CIT | LEVEL 12 | IDF 12-438C | 12-402 | NURSES STATION | 2 |  | 3 |  |  | PHONE/WORKSTATION |  |  |  | LABEL PRINTER |  |  |  | SPARE | [15 empty] | NURSES STATION | 2024-09-10 | [5 empty] | Y | [14 empty] | WSIU3598 |  | PRT-PAV1218 |  | 0 |  |  |  | 1 | 1 | [12 empty] | 1 | 0 |  | 0 |  |  | 1 | [20 empty] | 1 | 0 |  |  |  | 8811 | [7 empty] | New DID, CSS 40, no VM
4854036 | U MI CIT | LEVEL 12 | IDF 12-438C | 12-402 | NURSES STATION | 3 |  | 3 |  |  | WORKSTATION |  |  |  | WIRED SPARE |  |  |  | SPARE | [15 empty] | NURSES STATION | 2024-09-10 | [20 empty] | WSIU3599 |  |  |  | 0 |  |  |  | 1 | 1 | [12 empty] | 1 | 0 |  | 0 |  |  | 1 | [21 empty] | 0
4854029 | U MI CIT | LEVEL 12 | IDF 12-438C | 12-402 | NURSES STATION | 4 |  | 3 |  |  | PHONE/WORKSTATION |  |  |  | WIRED SPARE |  |  |  | SPARE | [15 empty] | NURSES STATION | 2024-09-10 | [5 empty] | Y | [14 empty] | WSIU3600 |  |  |  | 0 |  |  |  | 1 | 1 | [12 empty] | 1 | 0 |  | 0 |  |  | 1 | [21 empty] | 0 |  |  |  | 8811 | [7 empty] | New DID, CSS 40, no VM
4854022 | U MI CIT | LEVEL 12 | IDF 12-438C | 12-402 | NURSES STATION | 5 |  | 3 |  |  | WORKSTATION |  |  |  | WIRED SPARE |  |  |  | SPARE | [15 empty] | NURSES STATION | 2024-09-10 | [20 empty] | WSIU3601 |  |  |  | 0 |  |  |  | 1 | 1 | [12 empty] | 1 | 0 |  | 0 |  |  | 1 | [21 empty] | 0
4854201 | U MI CIT | LEVEL 12 | IDF 12-438C | 12-402 | NURSES STATION | 6 |  | 3 |  |  | PHONE/WORKSTATION |  |  |  | WIRED SPARE |  |  |  | SPARE | [15 empty] | NURSES STATION | 2024-09-10 | [5 empty] | Y | [14 empty] | WSIU3611 |  |  |  | 0 |  |  | 1 |  |  |  |  | 1 | [5 empty] | 2 |  |  |  | 1 | 0 |  | 0 | [24 empty] | 0 |  |  |  | 8811 | [7 empty] | New DID, CSS 40, no VM
4854193 | U MI CIT | LEVEL 12 | IDF 12-438C | 12-402 | NURSES STATION | 7 |  | 3 |  |  | WORKSTATION |  |  |  | WIRED SPARE |  |  |  | SPARE | [15 empty] | NURSES STATION | 2024-09-10 | [20 empty] | WSIU3602 |  |  |  | 0 |  |  |  | 1 | 1 | [12 empty] | 1 | 0 |  | 0 |  |  | 1 | [21 empty] | 0
4852734 | U MI CIT | LEVEL 12 | IDF 12-438C | 12-402 | NURSES STATION | 8 |  | 3 |  |  | WORKSTATION |  |  |  | WIRED SPARE |  |  |  | SPARE | [15 empty] | NURSES STATION | 2024-09-10 | [20 empty] | WSIU3603 |  |  |  | 0 |  |  |  | 1 | 1 | [12 empty] | 1 | 0 |  | 0 |  |  | 1 | [21 empty] | 0
10834149 | U MI CIT | LEVEL 12 | IDF 12-438C | 12-402 | NURSES STATION | 10 |  | PM |  |  | PHYSIO MONITOR |  |  |  | PHYSIO MONITOR |  |  |  | SPARE | [15 empty] | NURSES STATION | 2024-09-10 | [7 empty] | CIC MC | CIC IX | [15 empty] | 0 | [18 empty] | 0 |  | 0 | [24 empty] | 0
4854177 | U MI CIT | LEVEL 12 | IDF 12-438C | 12-402 | NURSES STATION | 9 |  | AV |  |  | MEDICAL DIGITAL SIGN MONITORING |  |  |  | MEDICAL DIGITAL SIGN CORE PC | [19 empty] | NURSES STATION | 2024-09-10 |  |  |  | Y | [9 empty] | NURSING WHITEBOARDS | MD | [9 empty] | 0 | [18 empty] | 0 |  | 0 | [24 empty] | 0
5520252 | U MI CIT | LEVEL 12 | IDF 12-334C | 12-512 | NURSES STATION | 1 |  | 3 |  |  | PHONE/WORKSTATION |  |  |  | WIRED SPARE |  |  |  | SPARE | [15 empty] | NURSES STATION | 2024-09-10 | [5 empty] | Y | [14 empty] | WSIU3604 |  |  |  | 0 |  |  |  | 1 | 1 | [12 empty] | 1 | 0 |  | 0 |  |  | 1 | [21 empty] | 0 |  |  |  | 8811 | [7 empty] | New DID, CSS 40, no VM
5520322 | U MI CIT | LEVEL 12 | IDF 12-334C | 12-512 | NURSES STATION | 2 |  | 3 |  |  | WORKSTATION |  |  |  | WIRED SPARE |  |  |  | SPARE | [15 empty] | NURSES STATION | 2024-09-10 | [7 empty] | CIC MC | CIC IX | [11 empty] | WSIU3605 |  |  |  | 0 |  |  |  | 1 | 1 | [12 empty] | 1 | 0 |  | 0 |  |  | 1 | [21 empty] | 0
5520430 | U MI CIT | LEVEL 12 | IDF 12-334C | 12-512 | NURSES STATION | 3 |  | 3 |  |  | PHONE/WORKSTATION |  |  |  | WIRED SPARE |  |  |  | SPARE | [15 empty] | NURSES STATION | 2024-09-10 | [5 empty] | Y | [14 empty] | WSIU3606 |  |  |  | 0 |  |  |  | 1 | 1 | [12 empty] | 1 | 0 |  | 0 |  |  | 1 | [21 empty] | 0 |  |  |  | 8811 | [7 empty] | New DID, CSS 40, no VM
5520478 | U MI CIT | LEVEL 12 | IDF 12-334C | 12-512 | NURSES STATION | 4 |  | 3 |  |  | WORKSTATION |  |  |  | WIRED SPARE |  |  |  | SPARE | [15 empty] | NURSES STATION | 2024-09-10 | [20 empty] | WSIU3607 |  |  |  | 0 |  |  |  | 1 | 1 | [12 empty] | 1 | 0 |  | 0 |  |  | 1 | [21 empty] | 0
8374247 | U MI CIT | LEVEL 12 | IDF 12-334C | 12-512 | NURSES STATION | 6 |  | 3 |  |  | WIRED SPARE |  |  |  | WIRED SPARE |  |  |  | WIRED SPARE | [15 empty] | NURSES STATION | 2024-09-10 | [24 empty] | 0 | [18 empty] | 0 |  | 0 | [24 empty] | 0
7103894 | U MI CIT | LEVEL 12 | IDF 12-334C | 12-512 | NURSES STATION | 5 |  | AV |  |  | MEDICAL DIGITAL SIGN MONITORING |  |  |  | MEDICAL DIGITAL SIGN CORE PC | [19 empty] | NURSES STATION | 2024-09-10 |  |  |  | Y | [9 empty] | NURSING WHITEBOARDS | MD | [9 empty] | 0 | [18 empty] | 0 |  | 0 | [24 empty] | 0
4853452 | U MI CIT | LEVEL 12 | IDF 12-334C | 12-516 | NURSES STATION | 1 |  | 3 |  |  | PHONE/WORKSTATION |  |  |  | PRINTER |  |  |  | LABEL PRINTER | [15 empty] | NURSES STATION | 2024-09-10 | [5 empty] | Y | [14 empty] | DTPV1201 |  | PRT-PAV1206 | PRT-PAV1219 | 0 |  |  | 1 |  |  |  |  | 1 | [5 empty] | 2 |  |  |  | 1 | 0 |  | 0 | [11 empty] | 1 | [11 empty] | 1 | 0 | 1 |  |  | 8811 | [7 empty] | New DID, CSS 40, no VM
4853444 | U MI CIT | LEVEL 12 | IDF 12-334C | 12-516 | NURSES STATION | 2 |  | 3 |  |  | LABEL PRINTER |  |  |  | ANLG-RED PHONE |  |  |  | SPARE | [15 empty] | NURSES STATION | 2024-09-10 | [5 empty] | Y | [16 empty] | PRT-PAV1213 |  | 0 | [18 empty] | 0 |  | 0 | [21 empty] | 1 |  |  | 0 | [7 empty] | RED PHONE |  |  |  | RED PHONE
6640728 | U MI CIT | LEVEL 12 | IDF 12-334C | 12-516 | NURSES STATION | 3 |  | 3 |  |  | WORKSTATION |  |  |  | WIRED SPARE |  |  |  | SPARE | [15 empty] | NURSES STATION | 2024-09-10 | [20 empty] | WSIU3608 |  |  |  | 0 |  |  |  | 1 | 1 | [12 empty] | 1 | 0 |  | 0 |  |  | 1 | [21 empty] | 0
8374448 | U MI CIT | LEVEL 12 | IDF 12-334C | 12-516 | NURSES STATION | 5 |  | 3 |  |  | WIRED SPARE |  |  |  | WIRED SPARE |  |  |  | WIRED SPARE | [15 empty] | NURSES STATION | 2024-09-10 | [7 empty] | CIC MC | CIC IX | [15 empty] | 0 | [18 empty] | 0 |  | 0 | [24 empty] | 0
6640629 | U MI CIT | LEVEL 12 | IDF 12-334C | 12-516 | NURSES STATION | 6 |  | 3 |  |  | PHONE/WORKSTATION |  |  |  | WIRED SPARE |  |  |  | SPARE | [15 empty] | NURSES STATION | 2024-09-10 | [5 empty] | Y | [14 empty] | WSIU3609 |  |  |  | 0 |  |  |  | 1 | 1 | [12 empty] | 1 | 0 |  | 0 |  |  | 1 | [21 empty] | 0 |  |  |  | 8811 | [7 empty] | New DID, CSS 40, no VM
4853500 | U MI CIT | LEVEL 12 | IDF 12-334C | 12-516 | NURSES STATION | 8 |  | 3 |  |  | WORKSTATION |  |  |  | WIRED SPARE |  |  |  | SPARE | [15 empty] | NURSES STATION | 2024-09-10 | [20 empty] | WSIU3610 |  |  |  | 0 |  |  |  | 1 | 1 | [12 empty] | 1 | 0 |  | 0 |  |  | 1 | [21 empty] | 0
6640682 | U MI CIT | LEVEL 12 | IDF 12-334C | 12-516 | NURSES STATION | 10 |  | 3 |  |  | WORKSTATION |  |  |  | WIRED SPARE |  |  |  | SPARE | [15 empty] | NURSES STATION | 2024-09-10 | [20 empty] | WSIU3612 |  |  |  | 0 |  |  | 1 |  |  |  |  | 1 | [5 empty] | 2 |  |  |  | 1 | 0 |  | 0 | [24 empty] | 0
7105333 | U MI CIT | LEVEL 12 | IDF 12-334C | 12-516 | NURSES STATION | 4 |  | AV |  |  | MEDICAL DIGITAL SIGN MONITORING |  |  |  | MEDICAL DIGITAL SIGN CORE PC | [19 empty] | NURSES STATION | 2024-09-10 |  |  |  | Y | [9 empty] | NURSING WHITEBOARDS | MD | [9 empty] | 0 | [18 empty] | 0 |  | 0 | [24 empty] | 0
7105229 | U MI CIT | LEVEL 12 | IDF 12-334C | 12-516 | NURSES STATION | 9 |  | AV1 |  |  | MEDICAL DIGITAL SIGN MONITORING | [23 empty] | NURSES STATION | 2024-09-10 |  |  |  | Y | [9 empty] | NURSING WHITEBOARDS | MD | [9 empty] | 0 | [18 empty] | 0 |  | 0 | [24 empty] | 0
5397067 | U MI CIT | LEVEL 3 | IDF 3-304C | 3-021 | FIRE COMMAND CENTER | 2 |  | 3 |  |  | ERRCS |  |  |  | WIRED SPARE |  |  |  | SPARE | [15 empty] | EMAIL Rusty | 2024-09-10 | [24 empty] | 0 | [18 empty] | 0 |  | 0 | [24 empty] | 0
5476325 | U MI CIT | LEVEL 8 | IDF 8-122C | 8-212 | NURSES STATION | 1 |  | 3 |  |  | WORKSTATION |  |  |  | WIRED SPARE |  |  |  | SPARE | [15 empty] | NURSES STATION | 2024-09-10 |  | 2A | 2025-04-21 | [17 empty] | WSIU3111 |  |  |  | 0 |  |  |  | 1 | 1 | [12 empty] | 1 | 0 |  | 0 |  |  | 1 | [21 empty] | 0
5222685 | U MI CIT | LEVEL 8 | IDF 8-122C | 8-212 | NURSES STATION | 3 |  | 3 |  |  | PHONE/WORKSTATION |  |  |  | WIRED SPARE |  |  |  | SPARE | [15 empty] | NURSES STATION | 2024-09-10 |  | 2A | 2025-04-21 |  |  | Y | [14 empty] | WSIU3112 |  |  |  | 0 |  |  |  | 1 | 1 | [12 empty] | 1 | 0 |  | 0 |  |  | 1 | [21 empty] | 0 |  |  |  | 8811 | [7 empty] | New DID, CSS 40, no VM
5222707 | U MI CIT | LEVEL 8 | IDF 8-122C | 8-212 | NURSES STATION | 6 |  | 3 |  |  | PHONE/WORKSTATION |  |  |  | WIRED SPARE |  |  |  | SPARE | [15 empty] | NURSES STATION | 2024-09-10 |  | 2A | 2025-04-21 |  |  | Y | [14 empty] | WSIU3115 |  |  |  | 0 |  |  |  | 1 | 1 | [12 empty] | 1 | 0 |  | 0 |  |  | 1 | [21 empty] | 0 |  |  |  | 8811 | [7 empty] | New DID, CSS 40, no VM
5476381 | U MI CIT | LEVEL 8 | IDF 8-122C | 8-212 | NURSES STATION | 7 |  | 3 |  |  | PHONE/WORKSTATION |  |  |  | WIRED SPARE |  |  |  | SPARE | [15 empty] | NURSES STATION | 2024-09-10 |  | 2A | 2025-04-21 |  |  | Y | [14 empty] | WSIU3116 |  |  |  | 0 |  |  |  | 1 | 1 | [12 empty] | 1 | 0 |  | 0 |  |  | 1 | [21 empty] | 0 |  |  |  | 8811 | [7 empty] | New DID, CSS 40, no VM
5476643 | U MI CIT | LEVEL 8 | IDF 8-122C | 8-212 | NURSES STATION | 10 |  | 3 |  |  | PHONE/WORKSTATION |  |  |  | LABEL PRINTER |  |  |  | SPARE | [15 empty] | NURSES STATION | 2024-09-10 |  | 2A | 2025-04-21 |  |  | Y | [14 empty] | WSIU3119 |  | PRT-PAV0811 |  | 0 |  |  |  | 1 | 1 | [12 empty] | 1 | 0 |  | 0 |  |  | 1 | [20 empty] | 1 | 0 |  |  |  | 8811 | [7 empty] | New DID, CSS 40, no VM
5476431 | U MI CIT | LEVEL 8 | IDF 8-122C | 8-212 | NURSES STATION | 4 |  | 3 |  |  | WORKSTATION |  |  |  | WIRED SPARE |  |  |  | SPARE | [15 empty] | NURSES STATION | 2024-09-10 |  | 2A | 2025-04-21 | [17 empty] | WSIU3113 |  |  |  | 0 |  |  |  | 1 | 1 | [12 empty] | 1 | 0 |  | 0 |  |  | 1 | [21 empty] | 0
10863715 | U MI CIT | LEVEL 8 | IDF 8-122C | 8-212 | NURSES STATION | 5 |  | 3 |  |  | WORKSTATION |  |  |  | WIRED SPARE |  |  |  | SPARE | [15 empty] | NURSES STATION | 2024-09-10 |  | 2A | 2025-04-21 | [17 empty] | WSIU3114 |  |  |  | 0 |  |  |  | 1 | 1 | [12 empty] | 1 | 0 |  | 0 |  |  | 1 | [21 empty] | 0
10863459 | U MI CIT | LEVEL 8 | IDF 8-122C | 8-212 | NURSES STATION | 8 |  | 3 |  |  | WORKSTATION |  |  |  | WIRED SPARE |  |  |  | SPARE | [15 empty] | NURSES STATION | 2024-09-10 |  | 2A | 2025-04-21 | [17 empty] | WSIU3117 |  |  |  | 0 |  |  |  | 1 | 1 | [12 empty] | 1 | 0 |  | 0 |  |  | 1 | [21 empty] | 0
5222734 | U MI CIT | LEVEL 8 | IDF 8-122C | 8-212 | NURSES STATION | 9 |  | 3 |  |  | WORKSTATION |  |  |  | WIRED SPARE |  |  |  | SPARE | [15 empty] | NURSES STATION | 2024-09-10 |  | 2A | 2025-04-21 | [17 empty] | WSIU3118 |  |  |  | 0 |  |  |  | 1 | 1 | [12 empty] | 1 | 0 |  | 0 |  |  | 1 | [21 empty] | 0
5222438 | U MI CIT | LEVEL 8 | IDF 8-122C | 8-302 | NURSES STATION | 1 |  | 3 |  |  | WORKSTATION |  |  |  | WIRED SPARE |  |  |  | SPARE | [15 empty] | PAVILION CORE TEAM | 2024-09-10 |  | 2A | 2025-04-21 | [17 empty] | WSIU3120 |  |  |  | 0 |  |  |  | 1 | 1 | [12 empty] | 1 | 0 |  | 0 |  |  | 1 | [21 empty] | 0
5222496 | U MI CIT | LEVEL 8 | IDF 8-122C | 8-302 | NURSES STATION | 4 |  | 3 |  |  | WORKSTATION |  |  |  | LABEL PRINTER |  |  |  | SPARE | [15 empty] | PAVILION CORE TEAM | 2024-09-10 |  | 2A | 2025-04-21 | [17 empty] | WSIU3122 |  | PRT-PAV0813 |  | 0 |  |  |  | 1 | 1 | [12 empty] | 1 | 0 |  | 0 |  |  | 1 | [20 empty] | 1 | 0
5220583 | U MI CIT | LEVEL 8 | IDF 8-334C | 8-338 | NURSES STATION | 4 |  | 3 |  |  | WORKSTATION |  |  |  | ANLG-RED PHONE |  |  |  | SPARE | [15 empty] | CORE PAVILION TEAM | 2024-09-10 |  | 2A | 2025-04-21 |  |  | Y | [14 empty] | WSIU3130 |  |  |  | 0 |  |  |  | 1 | 1 | [12 empty] | 1 | 0 |  | 0 |  |  | 1 | [21 empty] | 0 | [7 empty] | RED PHONE |  |  |  | RED PHONE
5487868 | U MI CIT | LEVEL 10 | IDF 10-334C | 10-106 | NURSES STATION | 1 |  | 3 |  |  | PHONE/WORKSTATION |  |  |  | PRINTER |  |  |  | LABEL PRINTER | [15 empty] | NURSES STATION | 2024-09-11 |  | 3 | 2025-05-19 |  |  | y | [14 empty] | DTPV1000 |  | PRT-PAV1003 | PRT-PAV1018 | 0 |  |  | 1 |  |  |  |  | 1 | [5 empty] | 2 |  |  |  | 1 | 0 |  | 0 | [11 empty] | 1 | [11 empty] | 1 | 0 | 1 |  |  | 8811 | [7 empty] | New DID, CSS 40, no VM
8372318 | U MI CIT | LEVEL 10 | IDF 10-334C | 10-106 | NURSES STATION | 3 |  | 3 |  |  | WORKSTATION |  |  |  | LABEL PRINTER |  |  |  | ANLG-RED PHONE | [15 empty] | NURSES STATION | 2024-09-11 |  | 3 | 2025-05-19 |  |  | Y | [14 empty] | WSIU3330 |  | PRT-PAV1013 |  | 0 |  |  |  | 1 | 1 | [12 empty] | 1 | 0 |  | 0 |  |  | 1 | [18 empty] | 1 |  |  | 0 | [7 empty] | RED PHONE |  |  |  | RED PHONE
5487950 | U MI CIT | LEVEL 10 | IDF 10-334C | 10-106 | NURSES STATION | 7 |  | 3 |  |  | PHONE/WORKSTATION |  |  |  | WIRED SPARE |  |  |  | SPARE | [15 empty] | NURSES STATION | 2024-09-11 |  | 3 | 2025-05-19 |  |  | Y | [14 empty] | WSIU3331 |  |  |  | 0 |  |  |  | 1 | 1 | [12 empty] | 1 | 0 |  | 0 |  |  | 1 | [21 empty] | 0 |  |  |  | 8811 | [7 empty] | New DID, CSS 40, no VM
5484794 | U MI CIT | LEVEL 10 | IDF 10-122C | 10-212 | NURSES STATION | 2 |  | 3 |  |  | PHONE/WORKSTATION |  |  |  | WIRED SPARE |  |  |  | SPARE | [15 empty] | NURSES STATION | 2024-09-11 |  | 3 | 2025-05-19 |  |  | Y | [14 empty] | WSIU3334 |  |  |  | 0 |  |  |  | 1 | 1 | [12 empty] | 1 | 0 |  | 0 |  |  | 1 | [21 empty] | 0 |  |  |  | 8811 | [7 empty] | New DID, CSS 40, No Vm
5484808 | U MI CIT | LEVEL 10 | IDF 10-122C | 10-212 | NURSES STATION | 3 |  | 3 |  |  | WORKSTATION |  |  |  | WIRED SPARE |  |  |  | SPARE | [15 empty] | NURSES STATION | 2024-09-11 |  | 3 | 2025-05-19 | [17 empty] | WSIU3335 |  |  |  | 0 |  |  |  | 1 | 1 | [12 empty] | 1 | 0 |  | 0 |  |  | 1 | [21 empty] | 0
5484822 | U MI CIT | LEVEL 10 | IDF 10-122C | 10-212 | NURSES STATION | 4 |  | 3 |  |  | PHONE/WORKSTATION |  |  |  | WIRED SPARE |  |  |  | SPARE | [15 empty] | NURSES STATION | 2024-09-11 |  | 3 | 2025-05-19 |  |  | Y | [14 empty] | WSIU3336 |  |  |  | 0 |  |  |  | 1 | 1 | [12 empty] | 1 | 0 |  | 0 |  |  | 1 | [21 empty] | 0 |  |  |  | 8811 | [7 empty] | New DID, CSS 40, No Vm
5484836 | U MI CIT | LEVEL 10 | IDF 10-122C | 10-212 | NURSES STATION | 5 |  | 3 |  |  | WORKSTATION |  |  |  | WIRED SPARE |  |  |  | SPARE | [15 empty] | NURSES STATION | 2024-09-11 |  | 3 | 2025-05-19 | [17 empty] | WSIU3337 |  |  |  | 0 |  |  |  | 1 | 1 | [12 empty] | 1 | 0 |  | 0 |  |  | 1 | [21 empty] | 0
5484850 | U MI CIT | LEVEL 10 | IDF 10-122C | 10-212 | NURSES STATION | 6 |  | 3 |  |  | PHONE/WORKSTATION |  |  |  | WIRED SPARE |  |  |  | SPARE | [15 empty] | NURSES STATION | 2024-09-11 |  | 3 | 2025-05-19 |  |  | Y | [14 empty] | WSIU3338 |  |  |  | 0 |  |  |  | 1 | 1 | [12 empty] | 1 | 0 |  | 0 |  |  | 1 | [21 empty] | 0 |  |  |  | 8811 | [7 empty] | New DID, CSS 40, No VM
5484884 | U MI CIT | LEVEL 10 | IDF 10-122C | 10-212 | NURSES STATION | 7 |  | 3 |  |  | WORKSTATION |  |  |  | WIRED SPARE |  |  |  | SPARE | [15 empty] | NURSES STATION | 2024-09-11 |  | 3 | 2025-05-19 | [17 empty] | WSIU3339 |  |  |  | 0 |  |  |  | 1 | 1 | [12 empty] | 1 | 0 |  | 0 |  |  | 1 | [21 empty] | 0
5484958 | U MI CIT | LEVEL 10 | IDF 10-122C | 10-212 | NURSES STATION | 8 |  | 3 |  |  | PHONE/WORKSTATION |  |  |  | WIRED SPARE |  |  |  | SPARE | [15 empty] | NURSES STATION | 2024-09-11 |  | 3 | 2025-05-19 |  |  | Y | [14 empty] | WSIU3345 |  |  |  | 0 |  |  |  | 1 | 1 | [12 empty] | 1 | 0 |  | 0 |  |  | 1 | [21 empty] | 0 |  |  |  | 8811 | [7 empty] | New DID, CSS 40, No Vm
10848997 | U MI CIT | LEVEL 10 | IDF 10-122C | 10-212 | NURSES STATION | 9 |  | 3 |  |  | WORKSTATION |  |  |  | WIRED SPARE |  |  |  | SPARE | [15 empty] | NURSES STATION | 2024-09-11 |  | 3 | 2025-05-19 | [17 empty] | WSIU3346 |  |  |  | 0 |  |  |  | 1 | 1 | [12 empty] | 1 | 0 |  | 0 |  |  | 1 | [21 empty] | 0
5485029 | U MI CIT | LEVEL 10 | IDF 10-122C | 10-212 | NURSES STATION | 10 |  | 3 |  |  | PHONE/WORKSTATION |  |  |  | LABEL PRINTER |  |  |  | SPARE | [15 empty] | NURSES STATION | 2024-09-11 |  | 3 | 2025-05-19 |  |  | Y | [14 empty] | WSIU3347 |  | PRT-PAV1014 |  | 0 |  |  |  | 1 | 1 | [12 empty] | 1 | 0 |  | 0 |  |  | 1 | [20 empty] | 1 | 0 |  |  |  | 8811 | [7 empty] | New DID, CSS 40, No Vm
5484766 | U MI CIT | LEVEL 10 | IDF 10-122C | 10-302 | NURSES STATION | 3 |  | 3 |  |  | WORKSTATION |  |  |  | PRINTER |  |  |  | ANLG-RED PHONE | [15 empty] | NURSES STATION | 2024-09-11 |  | 3 | 2025-05-19 |  |  | Y | [14 empty] | WSIU3349 |  | PRT-PAV1006 |  | 0 |  |  |  | 1 | 1 | [12 empty] | 1 | 0 |  | 0 |  |  | 1 | [8 empty] | 1 | [12 empty] | 0 | [7 empty] | RED PHONE |  |  |  | RED PHONE
5484780 | U MI CIT | LEVEL 10 | IDF 10-122C | 10-302 | NURSES STATION | 5 |  | 3 |  |  | PHONE/WORKSTATION |  |  |  | LABEL PRINTER |  |  |  | SPARE | [15 empty] | NURSES STATION | 2024-09-11 |  | 3 | 2025-05-19 |  |  | Y | [14 empty] | WSIU3350 |  | PRT-PAV1015 |  | 0 |  |  |  | 1 | 1 | [12 empty] | 1 | 0 |  | 0 |  |  | 1 | [20 empty] | 1 | 0 |  |  |  | 8811 | [7 empty] | New DID, CSS 40, No Vm
6632697 | U MI CIT | LEVEL 10 | IDF 10-334C | 10-328 | NURSES STATION | 2 |  | 3 |  |  | PHONE/WORKSTATION |  |  |  | WIRED SPARE |  |  |  | SPARE | [15 empty] | NURSES STATION | 2024-09-11 |  | 3 | 2025-05-19 |  |  | Y | [14 empty] | WSIU3351 |  |  |  | 0 |  |  |  | 1 | 1 | [8 empty] | 1 |  |  |  | 1 | 0 |  | 0 |  |  | 1 | [21 empty] | 0 |  |  |  | 8811 | [7 empty] | New DID, CSS 40, no VM
6632559 | U MI CIT | LEVEL 10 | IDF 10-334C | 10-328 | NURSES STATION | 3 |  | 3 |  |  | WORKSTATION |  |  |  | WIRED SPARE |  |  |  | SPARE | [15 empty] | NURSES STATION | 2024-09-11 |  | 3 | 2025-05-19 | [17 empty] | WSIU3352 |  |  |  | 0 |  |  |  | 1 | 1 | [8 empty] | 1 |  |  |  | 1 | 0 |  | 0 |  |  | 1 | [21 empty] | 0
10847388 | U MI CIT | LEVEL 10 | IDF 10-334C | 10-328 | NURSES STATION | 4 |  | PM |  |  | PHYSIO MONITOR |  |  |  | PHYSIO MONITOR |  |  |  | SPARE | [11 empty] | CAPSULE |  |  |  | NURSES STATION | 2024-09-11 |  | 3 | 2025-05-19 |  |  |  |  | CIC MC | CIC IX | [15 empty] | 0 | [18 empty] | 0 |  | 0 | [24 empty] | 0
6632667 | U MI CIT | LEVEL 10 | IDF 10-334C | 10-328 | NURSES STATION | 5 |  | 3 |  |  | WORKSTATION |  |  |  | WIRED SPARE |  |  |  | SPARE | [15 empty] | NURSES STATION | 2024-09-11 |  | 3 | 2025-05-19 | [17 empty] | WSIU3353 |  |  |  | 0 |  |  |  | 1 | 1 | [8 empty] | 1 |  |  |  | 1 | 0 |  | 0 |  |  | 1 | [21 empty] | 0
6632682 | U MI CIT | LEVEL 10 | IDF 10-334C | 10-328 | NURSES STATION | 6 |  | 3 |  |  | PHONE/WORKSTATION |  |  |  | WIRED SPARE |  |  |  | SPARE | [15 empty] | NURSES STATION | 2024-09-11 |  | 3 | 2025-05-19 |  |  | Y | [14 empty] | WSIU3354 |  |  |  | 0 |  |  |  | 1 | 1 | [8 empty] | 1 |  |  |  | 1 | 0 |  | 0 |  |  | 1 | [21 empty] | 0 |  |  |  | 8811 | [7 empty] | New DID, CSS 40, no VM
7090881 | U MI CIT | LEVEL 10 | IDF 10-334C | 10-328 | NURSES STATION | 1 |  | AV |  |  | MEDICAL DIGITAL SIGN MONITORING |  |  |  | MEDICAL DIGITAL SIGN CORE PC | [19 empty] | NURSES STATION | 2024-09-11 |  | 3 | 2025-05-19 | Y | [9 empty] | NURSING WHITEBOARDS | MD | [9 empty] | 0 | [18 empty] | 0 |  | 0 | [24 empty] | 0
5517466 | U MI CIT | LEVEL 10 | IDF 10-334C | 10-338 | NURSES STATION | 2 |  | 3 |  |  | WORKSTATION |  |  |  | WIRED SPARE |  |  |  | SPARE | [15 empty] | NURSES STATION | 2024-09-11 |  | 3 | 2025-05-19 | [17 empty] | WSIU3355 |  |  |  | 0 |  |  |  | 1 | 1 | [12 empty] | 1 | 0 |  | 0 |  |  | 1 | [21 empty] | 0
5517434 | U MI CIT | LEVEL 10 | IDF 10-334C | 10-338 | NURSES STATION | 3 |  | 3 |  |  | PHONE/WORKSTATION |  |  |  | WIRED SPARE |  |  |  | SPARE | [15 empty] | NURSES STATION | 2024-09-11 |  | 3 | 2025-05-19 |  |  | Y | [14 empty] | WSIU3356 |  |  |  | 0 |  |  |  | 1 | 1 | [12 empty] | 1 | 0 |  | 0 |  |  | 1 | [21 empty] | 0 |  |  |  | 8811 | [7 empty] | New DID, CSS 40, No Vm
10851202 | U MI CIT | LEVEL 10 | IDF 10-334C | 10-338 | NURSES STATION | 5 |  | 3 |  |  | PHONE/WORKSTATION |  |  |  | WIRED SPARE |  |  |  | SPARE | [15 empty] | NURSES STATION | 2024-09-11 |  | 3 | 2025-05-19 |  |  | Y | [14 empty] | WSIU3357 |  |  |  | 0 |  |  |  | 1 | 1 | [12 empty] | 1 | 0 |  | 0 |  |  | 1 | [21 empty] | 0 |  |  |  | 8811 | [7 empty] | new DID, CSS 40, No Vm
7086116 | U MI CIT | LEVEL 10 | IDF 10-334C | 10-338 | NURSES STATION | 1 |  | AV |  |  | MEDICAL DIGITAL SIGN MONITORING |  |  |  | MEDICAL DIGITAL SIGN CORE PC | [19 empty] | NURSES STATION | 2024-09-11 |  | 3 | 2025-05-19 | Y | [9 empty] | NURSING WHITEBOARDS | MD | [9 empty] | 0 | [18 empty] | 0 |  | 0 | [24 empty] | 0
10851158 | U MI CIT | LEVEL 10 | IDF 10-334C | 10-338 | NURSES STATION | 4 |  | PM |  |  | PHYSIO MONITOR |  |  |  | PHYSIO MONITOR |  |  |  | SPARE | [11 empty] | CAPSULE |  |  |  | NURSES STATION | 2024-09-11 |  | 3 | 2025-05-19 |  |  |  |  | CIC MC | CIC IX | [15 empty] | 0 | [18 empty] | 0 |  | 0 | [24 empty] | 0
4843792 | U MI CIT | LEVEL 10 | IDF 10-438C | 10-364 | NURSES STATION | 1 |  | 3 |  |  | PHONE/WORKSTATION |  |  |  | LABEL PRINTER |  |  |  | SPARE | [15 empty] | NURSES STATION | 2024-09-11 |  | 3 | 2025-05-19 |  |  | Y | [14 empty] | WSIU3358 |  | PRT-PAV1016 |  | 0 |  |  |  | 1 | 1 | [12 empty] | 1 | 0 |  | 0 |  |  | 1 | [20 empty] | 1 | 0 |  |  |  | 8811 | [7 empty] | New DID, CS40, No Vm
4843776 | U MI CIT | LEVEL 10 | IDF 10-438C | 10-364 | NURSES STATION | 4 |  | 3 |  |  | PHONE/WORKSTATION |  |  |  | PRINTER |  |  |  | ANLG-RED PHONE | [15 empty] | NURSES STATION | 2024-09-11 |  | 3 | 2025-05-19 |  |  | Y | [14 empty] | WSIU3360 |  | PRT-PAV1009 |  | 0 |  |  |  | 1 | 1 | [12 empty] | 1 | 0 |  | 0 |  |  | 1 | [8 empty] | 1 | [12 empty] | 0 |  |  |  | 8811 |  |  |  | RED PHONE |  |  |  | New DID, CSS40, No VM, RED PHONE
4842739 | U MI CIT | LEVEL 10 | IDF 10-438C | 10-402 | NURSES STATION | 1 |  | 3 |  |  | WORKSTATION |  |  |  | WIRED SPARE |  |  |  | SPARE | [15 empty] | NURSES STATION | 2024-09-11 |  | 3 | 2025-05-19 | [17 empty] | WSIU3361 |  |  |  | 0 |  |  |  | 1 | 1 | [12 empty] | 1 | 0 |  | 0 |  |  | 1 | [21 empty] | 0
4842732 | U MI CIT | LEVEL 10 | IDF 10-438C | 10-402 | NURSES STATION | 2 |  | 3 |  |  | PHONE/WORKSTATION |  |  |  | LABEL PRINTER |  |  |  | SPARE | [15 empty] | NURSES STATION | 2024-09-11 |  | 3 | 2025-05-19 |  |  | Y | [14 empty] | WSIU3362 |  | PRT-PAV1017 |  | 0 |  |  |  | 1 | 1 | [12 empty] | 1 | 0 |  | 0 |  |  | 1 | [20 empty] | 1 | 0 |  |  |  | 8811 | [7 empty] | New DID, CSS 40, No Vm
4842725 | U MI CIT | LEVEL 10 | IDF 10-438C | 10-402 | NURSES STATION | 3 |  | 3 |  |  | WORKSTATION |  |  |  | WIRED SPARE |  |  |  | SPARE | [15 empty] | NURSES STATION | 2024-09-11 |  | 3 | 2025-05-19 | [17 empty] | WSIU3363 |  |  |  | 0 |  |  |  | 1 | 1 | [12 empty] | 1 | 0 |  | 0 |  |  | 1 | [21 empty] | 0
4842718 | U MI CIT | LEVEL 10 | IDF 10-438C | 10-402 | NURSES STATION | 4 |  | 3 |  |  | PHONE/WORKSTATION |  |  |  | WIRED SPARE |  |  |  | SPARE | [15 empty] | NURSES STATION | 2024-09-11 |  | 3 | 2025-05-19 |  |  | Y | [14 empty] | WSIU3364 |  |  |  | 0 |  |  |  | 1 | 1 | [12 empty] | 1 | 0 |  | 0 |  |  | 1 | [21 empty] | 0 |  |  |  | 8811 | [7 empty] | New DID, CSS 40, No Vm
4842711 | U MI CIT | LEVEL 10 | IDF 10-438C | 10-402 | NURSES STATION | 5 |  | 3 |  |  | WORKSTATION |  |  |  | WIRED SPARE |  |  |  | SPARE | [15 empty] | NURSES STATION | 2024-09-11 |  | 3 | 2025-05-19 | [17 empty] | WSIU3365 |  |  |  | 0 |  |  |  | 1 | 1 | [12 empty] | 1 | 0 |  | 0 |  |  | 1 | [21 empty] | 0
4843552 | U MI CIT | LEVEL 10 | IDF 10-438C | 10-402 | NURSES STATION | 6 |  | 3 |  |  | PHONE/WORKSTATION |  |  |  | WIRED SPARE |  |  |  | SPARE | [15 empty] | NURSES STATION | 2024-09-11 |  | 3 | 2025-05-19 |  |  | Y | [14 empty] | WSIU3327 |  |  |  | 0 |  |  | 1 |  |  |  |  | 1 | [5 empty] | 2 |  |  |  | 1 | 0 |  | 0 | [24 empty] | 0 |  |  |  | 8811 | [7 empty] | New DID, CSS 40, No Vm
8371096 | U MI CIT | LEVEL 10 | IDF 10-438C | 10-402 | NURSES STATION | 7 |  | 3 |  |  | WORKSTATION |  |  |  | WIRED SPARE |  |  |  | SPARE | [15 empty] | NURSES STATION | 2024-09-11 |  | 3 | 2025-05-19 | [17 empty] | WSIU3366 |  |  |  | 0 |  |  |  | 1 | 1 | [12 empty] | 1 | 0 |  | 0 |  |  | 1 | [21 empty] | 0
8370883 | U MI CIT | LEVEL 10 | IDF 10-438C | 10-402 | NURSES STATION | 8 |  | 3 |  |  | WORKSTATION |  |  |  | WIRED SPARE |  |  |  | SPARE | [15 empty] | NURSES STATION | 2024-09-11 |  | 3 | 2025-05-19 | [17 empty] | WSIU3367 |  |  |  | 0 |  |  |  | 1 | 1 | [12 empty] | 1 | 0 |  | 0 |  |  | 1 | [21 empty] | 0
7087690 | U MI CIT | LEVEL 10 | IDF 10-334C | 10-512 | NURSES STATION | 2 |  | 3 |  |  | PHONE/WORKSTATION |  |  |  | WIRED SPARE |  |  |  | SPARE | [15 empty] | NURSES STATION | 2024-09-11 |  | 3 | 2025-05-19 |  |  | Y | [14 empty] | WSIU3369 |  |  |  | 0 |  |  |  | 1 | 1 | [12 empty] | 1 | 0 |  | 0 |  |  | 1 | [21 empty] | 0 |  |  |  | 8811 | [7 empty] | New DID, CSS 10, No Vm
7087621 | U MI CIT | LEVEL 10 | IDF 10-334C | 10-512 | NURSES STATION | 4 |  | 3 |  |  | WORKSTATION |  |  |  | WIRED SPARE |  |  |  | SPARE | [15 empty] | NURSES STATION | 2024-09-11 |  | 3 | 2025-05-19 | [17 empty] | WSIU3370 |  |  |  | 0 |  |  |  | 1 | 1 | [12 empty] | 1 | 0 |  | 0 |  |  | 1 | [21 empty] | 0
7087453 | U MI CIT | LEVEL 10 | IDF 10-334C | 10-512 | NURSES STATION | 6 |  | 3 |  |  | PHONE/WORKSTATION |  |  |  | WIRED SPARE |  |  |  | SPARE | [15 empty] | NURSES STATION | 2024-09-11 |  | 3 | 2025-05-19 |  |  | Y | [14 empty] | WSIU3371 |  |  |  | 0 |  |  |  | 1 | 1 | [12 empty] | 1 | 0 |  | 0 |  |  | 1 | [21 empty] | 0 |  |  |  | 8811 | [7 empty] | New DID, CSS 40, No Vm
7087547 | U MI CIT | LEVEL 10 | IDF 10-334C | 10-512 | NURSES STATION | 7 |  | 3 |  |  | WORKSTATION |  |  |  | WIRED SPARE |  |  |  | SPARE | [15 empty] | NURSES STATION | 2024-09-11 |  | 3 | 2025-05-19 | [17 empty] | WSIU3372 |  |  |  | 0 |  |  |  | 1 | 1 | [12 empty] | 1 | 0 |  | 0 |  |  | 1 | [21 empty] | 0
4841553 | U MI CIT | LEVEL 10 | IDF 10-334C | 10-516 | NURSES STATION | 2 |  | 3 |  |  | WORKSTATION |  |  |  | ANLG-RED PHONE |  |  |  | LABEL PRINTER | [15 empty] | NURSES STATION | 2024-09-11 |  | 3 | 2025-05-19 |  |  | Y | [14 empty] | WSIU3373 |  | PRT-PAV1020 |  | 0 |  |  |  | 1 | 1 | [12 empty] | 1 | 0 |  | 0 |  |  | 1 | [18 empty] | 1 |  |  | 0 | [7 empty] | RED PHONE |  |  |  | RED PHONE
8371702 | U MI CIT | LEVEL 10 | IDF 10-334C | 10-516 | NURSES STATION | 4 |  | 3 |  |  | WIRED SPARE |  |  |  | WIRED SPARE |  |  |  | WIRED SPARE | [15 empty] | NURSES STATION | 2024-09-11 |  | 3 | 2025-05-19 | [21 empty] | 0 | [18 empty] | 0 |  | 0 | [24 empty] | 0
4841609 | U MI CIT | LEVEL 10 | IDF 10-334C | 10-516 | NURSES STATION | 6 |  | 3 |  |  | PHONE/WORKSTATION |  |  |  | WIRED SPARE |  |  |  | SPARE | [15 empty] | NURSES STATION | 2024-09-11 |  | 3 | 2025-05-19 |  |  | Y | [14 empty] | WSIU3374 |  |  |  | 0 |  |  |  | 1 | 1 | [12 empty] | 1 | 0 |  | 0 |  |  | 1 | [21 empty] | 0 |  |  |  | 8811 | [7 empty] | New DID, CSS 40, No Vm
8371641 | U MI CIT | LEVEL 10 | IDF 10-334C | 10-516 | NURSES STATION | 10 |  | 3 |  |  | WORKSTATION |  |  |  | WIRED SPARE |  |  |  | SPARE | [15 empty] | NURSES STATION | 2024-09-11 |  | 3 | 2025-05-19 | [17 empty] | WSIU3329 |  |  |  | 0 |  |  | 1 |  |  |  |  | 1 | [5 empty] | 2 |  |  |  | 1 | 0 |  | 0 | [24 empty] | 0
4453162 | U MI CIT | LEVEL 6 | IDF 6-238C | 6-220H | BOARD RUNNER | 1 |  | 3 |  |  | PHONE/WORKSTATION |  |  |  | WIRED SPARE |  |  |  | SPARE | [15 empty] | PERIOP (Rusty email 9/6/24)) | 2024-09-11 | [5 empty] | Y | [18 empty] | 0 | [18 empty] | 0 |  | 0 | [24 empty] | 0 |  |  |  | 8811 | [7 empty] | New DID, CSS 50, no VM
4453130 | U MI CIT | LEVEL 6 | IDF 6-238C | 6-220H | BOARD RUNNER | 4 |  | 3 |  |  | PHONE/WORKSTATION |  |  |  | WIRED SPARE |  |  |  | SPARE | [15 empty] | PERIOP (Rusty email 9/6/24)) | 2024-09-11 | [5 empty] | Y | [18 empty] | 0 | [18 empty] | 0 |  | 0 | [24 empty] | 0 |  |  |  | 8811 | [7 empty] | New DID, CSS 50, no VM
6630419 | U MI CIT | LEVEL 10 | IDF 10-334C | 10-126 | STAFF LOUNGE/ LOCKERS | 2 |  | 3 |  |  | WIRED SPARE |  |  |  | WIRED SPARE |  |  |  | WIRED SPARE | [15 empty] | PAVILION CORE TEAM | 2024-09-17 |  | 3 | 2025-05-19 | [21 empty] | 0 | [18 empty] | 0 |  | 0 | [24 empty] | 0
10851691 | U MI CIT | LEVEL 10 | IDF 10-334C | 10-126 | STAFF LOUNGE/ LOCKERS | 3 |  | 3 |  |  | WIRED SPARE |  |  |  | WIRED SPARE |  |  |  | SPARE | [15 empty] | PAVILION CORE TEAM | 2024-09-17 |  | 3 | 2025-05-19 | [21 empty] | 0 | [18 empty] | 0 |  | 0 | [24 empty] | 0
6630380 | U MI CIT | LEVEL 10 | IDF 10-334C | 10-128 | STAFF LOUNGE/ LOCKERS | 4 |  | 3 |  |  | WIRED SPARE |  |  |  | WIRED SPARE |  |  |  | WIRED SPARE | [15 empty] | PAVILION CORE TEAM | 2024-09-17 |  | 3 | 2025-05-19 | [21 empty] | 0 | [18 empty] | 0 |  | 0 | [24 empty] | 0
10851725 | U MI CIT | LEVEL 10 | IDF 10-334C | 10-128 | STAFF LOUNGE/ LOCKERS | 5 |  | 3 |  |  | WIRED SPARE |  |  |  | WIRED SPARE |  |  |  | SPARE | [15 empty] | PAVILION CORE TEAM | 2024-09-17 |  | 3 | 2025-05-19 | [21 empty] | 0 | [18 empty] | 0 |  | 0 | [24 empty] | 0
10843112 | U MI CIT | LEVEL 11 | IDF 11-334C | 11-126 | STAFF LOUNGE/ LOCKERS | 1 |  | 3 |  |  | WIRED SPARE |  |  |  | WIRED SPARE |  |  |  | SPARE | [15 empty] | PAVILION CORE TEAM | 2024-09-17 |  | 3 | 2025-05-19 | [21 empty] | 0 | [18 empty] | 0 |  | 0 | [24 empty] | 0
10843132 | U MI CIT | LEVEL 11 | IDF 11-334C | 11-128 | STAFF LOUNGE/ LOCKERS | 2 |  | 3 |  |  | WIRED SPARE |  |  |  | WIRED SPARE |  |  |  | SPARE | [15 empty] | PAVILION CORE TEAM | 2024-09-17 |  | 3 | 2025-05-19 | [21 empty] | 0 | [18 empty] | 0 |  | 0 | [24 empty] | 0
10835261 | U MI CIT | LEVEL 12 | IDF 12-334C | 12-126 | STAFF LOUNGE/ LOCKERS | 2 |  | 3 |  |  | WORKSTATION |  |  |  | WIRED SPARE |  |  |  | SPARE | [15 empty] | PAVILION CORE TEAM | 2024-09-17 | [20 empty] | WSPV0238 |  |  |  | 0 |  |  |  | 1 |  | 1 | [12 empty] | 0 |  | 0 | [24 empty] | 0
10835300 | U MI CIT | LEVEL 12 | IDF 12-334C | 12-128 | STAFF LOUNGE/ LOCKERS | 1 |  | 3 |  |  | WORKSTATION |  |  |  | WIRED SPARE |  |  |  | SPARE | [15 empty] | PAVILION CORE TEAM | 2024-09-17 | [20 empty] | WSPV0239 |  |  |  | 0 |  |  |  | 1 |  | 1 | [12 empty] | 0 |  | 0 | [24 empty] | 0
10807711 | U MI CIT | LEVEL 4 | IDF 4-304C | 4-403 | TEAM ROOM | 1 |  | 3 |  |  | PHONE/WORKSTATION |  |  |  | WIRED SPARE |  |  |  | SPARE | [15 empty] | PAVILION CORE TEAM | 2024-09-17 | [5 empty] | Y | [14 empty] | WSPV0220 |  |  |  | 0 |  |  |  | 1 |  | 1 | [8 empty] | 1 |  |  | 1 | 0 |  | 0 |  |  | 1 | [21 empty] | 0 |  |  |  | 8811 | [7 empty] | New DID, CSS 40, no VM
10807683 | U MI CIT | LEVEL 4 | IDF 4-304C | 4-403 | TEAM ROOM | 2 |  | 3 |  |  | WORKSTATION |  |  |  | WIRED SPARE |  |  |  | SPARE | [15 empty] | PAVILION CORE TEAM | 2024-09-17 | [20 empty] | WSPV0221 |  |  |  | 0 |  |  |  | 1 |  | 1 | [8 empty] | 1 |  |  | 1 | 0 |  | 0 |  |  | 1 | [21 empty] | 0
10807655 | U MI CIT | LEVEL 4 | IDF 4-304C | 4-403 | TEAM ROOM | 3 |  | 3 |  |  | PHONE/WORKSTATION |  |  |  | WIRED SPARE |  |  |  | SPARE | [15 empty] | PAVILION CORE TEAM | 2024-09-17 | [5 empty] | Y | [14 empty] | WSPV0222 |  |  |  | 0 |  |  |  | 1 |  | 1 | [8 empty] | 1 |  |  | 1 | 0 |  | 0 |  |  | 1 | [21 empty] | 0 |  |  |  | 8811 | [7 empty] | New DID, CSS 40, no VM
10807615 | U MI CIT | LEVEL 4 | IDF 4-304C | 4-403 | TEAM ROOM | 4 |  | 3 |  |  | WORKSTATION |  |  |  | WIRED SPARE |  |  |  | SPARE | [15 empty] | PAVILION CORE TEAM | 2024-09-17 | [20 empty] | WSPV0223 |  |  |  | 0 |  |  |  | 1 |  | 1 | [8 empty] | 1 |  |  | 1 | 0 |  | 0 |  |  | 1 | [21 empty] | 0
10807579 | U MI CIT | LEVEL 4 | IDF 4-304C | 4-403 | TEAM ROOM | 5 |  | 3 |  |  | WORKSTATION |  |  |  | PRINTER |  |  |  | SPARE | [15 empty] | PAVILION CORE TEAM | 2024-09-17 | [20 empty] | WSPV0224 |  | PRT-PAV0436 |  | 0 |  |  |  | 1 |  | 1 | [8 empty] | 1 |  |  | 1 | 0 |  | 0 |  |  | 1 | [8 empty] | 1 | [12 empty] | 0
10807543 | U MI CIT | LEVEL 4 | IDF 4-304C | 4-403 | TEAM ROOM | 6 |  | 3 |  |  | PHONE/WORKSTATION |  |  |  | WIRED SPARE |  |  |  | SPARE | [15 empty] | PAVILION CORE TEAM | 2024-09-17 | [5 empty] | Y | [14 empty] | WSPV0225 |  |  |  | 0 |  |  |  | 1 |  | 1 | [8 empty] | 1 |  |  | 1 | 0 |  | 0 |  |  | 1 | [21 empty] | 0 |  |  |  | 8811 | [7 empty] | New DID, CSS 40, no VM
10807495 | U MI CIT | LEVEL 4 | IDF 4-304C | 4-403 | TEAM ROOM | 7 |  | 3 |  |  | WORKSTATION |  |  |  | WIRED SPARE |  |  |  | SPARE | [15 empty] | PAVILION CORE TEAM | 2024-09-17 | [20 empty] | WSPV0226 |  |  |  | 0 |  |  |  | 1 |  | 1 | [8 empty] | 1 |  |  | 1 | 0 |  | 0 |  |  | 1 | [21 empty] | 0
10807096 | U MI CIT | LEVEL 4 | IDF 4-304C | 4-427 | TEAM ROOM | 1 |  | 3 |  |  | PRINTER |  |  |  | WIRED SPARE |  |  |  | SPARE | [15 empty] | PAVILION CORE TEAM | 2024-09-17 | [22 empty] | PRT-PAV0417 |  | 0 | [18 empty] | 0 |  | 0 | [11 empty] | 1 | [12 empty] | 0
10807060 | U MI CIT | LEVEL 4 | IDF 4-304C | 4-427 | TEAM ROOM | 2 |  | 3 |  |  | PHONE/WORKSTATION |  |  |  | WIRED SPARE |  |  |  | SPARE | [15 empty] | PAVILION CORE TEAM | 2024-09-17 | [5 empty] | Y | [14 empty] | WSPV0227 |  |  |  | 0 |  |  |  | 1 |  | 1 | [8 empty] | 1 |  |  | 1 | 0 |  | 0 |  |  | 1 | [21 empty] | 0 |  |  |  | 8811 | [7 empty] | New DID, CSS 40, no VM
6667335 | U MI CIT | LEVEL 4 | IDF 4-304C | 4-427 | TEAM ROOM | 3 |  | 3 |  |  | WORKSTATION |  |  |  | WIRED SPARE |  |  |  | SPARE | [15 empty] | PAVILION CORE TEAM | 2024-09-17 | [20 empty] | WSPV0228 |  |  |  | 0 |  |  |  | 1 |  | 1 | [8 empty] | 1 |  |  | 1 | 0 |  | 0 |  |  | 1 | [21 empty] | 0
10807271 | U MI CIT | LEVEL 4 | IDF 4-304C | 4-427 | TEAM ROOM | 4 |  | 3 |  |  | WORKSTATION |  |  |  | WIRED SPARE |  |  |  | SPARE | [15 empty] | PAVILION CORE TEAM | 2024-09-17 | [20 empty] | WSPV0229 |  |  |  | 0 |  |  |  | 1 |  | 1 | [8 empty] | 1 |  |  | 1 | 0 |  | 0 |  |  | 1 | [21 empty] | 0
10807251 | U MI CIT | LEVEL 4 | IDF 4-304C | 4-427 | TEAM ROOM | 5 |  | 3 |  |  | PHONE/WORKSTATION |  |  |  | WIRED SPARE |  |  |  | SPARE | [15 empty] | PAVILION CORE TEAM | 2024-09-17 | [5 empty] | Y | [14 empty] | WSPV0230 |  |  |  | 0 |  |  |  | 1 |  | 1 | [8 empty] | 1 |  |  | 1 | 0 |  | 0 |  |  | 1 | [21 empty] | 0 |  |  |  | 8811 | [7 empty] | New DID, CSS 40, no VM
10807231 | U MI CIT | LEVEL 4 | IDF 4-304C | 4-427 | TEAM ROOM | 6 |  | 3 |  |  | PHONE/WORKSTATION |  |  |  | WIRED SPARE |  |  |  | SPARE | [15 empty] | PAVILION CORE TEAM | 2024-09-17 | [5 empty] | Y | [14 empty] | WSPV0231 |  |  |  | 0 |  |  |  | 1 |  | 1 | [8 empty] | 1 |  |  | 1 | 0 |  | 0 |  |  | 1 | [21 empty] | 0 |  |  |  | 8811 | [7 empty] | New DID, CSS 40, no VM
10807211 | U MI CIT | LEVEL 4 | IDF 4-304C | 4-427 | TEAM ROOM | 7 |  | 3 |  |  | WORKSTATION |  |  |  | WORKSTATION |  |  |  | SPARE | [15 empty] | PAVILION CORE TEAM | 2024-09-17 | [20 empty] | WSPV0232 | WSPV0233 |  |  | 0 |  |  |  | 2 |  | 2 | [8 empty] | 2 |  |  | 2 | 0 |  | 0 |  |  | 2 | [21 empty] | 0
4819706 | U MI CIT | LEVEL 5 | IDF 5-304C | 5-010A | GUEST SERVICES | 1 |  | 3 |  |  | WIRED SPARE |  |  |  | WIRED SPARE |  |  |  | WIRED SPARE | [15 empty] | PAVILION CORE TEAM | 2024-09-17 | [24 empty] | 0 | [18 empty] | 0 |  | 0 | [24 empty] | 0
4320970 | U MI CIT | LEVEL 5 | IDF 5-304C | 5-420 | TEAM WORKROOM (SAFE) | 1 |  | 3 |  |  | WIRED SPARE |  |  |  | WIRED SPARE |  |  |  | WIRED SPARE | [15 empty] | PAVILION CORE TEAM | 2024-09-17 | [24 empty] | 0 |  |  |  | 2 |  |  | 2 | [7 empty] | 2 |  |  | 2 | 0 |  | 0 |  |  | 2 | [21 empty] | 0 | [11 empty] | no data jacks on north wall, use wireless micros x 2
10809206 | U MI CIT | LEVEL 6 | IDF 6-122C | 6-112A | TEAM ROOM | 4 |  | 3 |  |  | PHONE/WORKSTATION |  |  |  | WIRED SPARE |  |  |  | SPARE | [15 empty] | PAVILION CORE TEAM | 2024-09-17 | [5 empty] | Y | [18 empty] | 0 |  |  |  | 1 |  | 1 | [8 empty] | 1 |  |  | 1 | 0 |  | 0 |  |  | 1 | [21 empty] | 0 |  |  |  | 8811
10809402 | U MI CIT | LEVEL 6 | IDF 6-122C | 6-112A | TEAM ROOM | 7 |  | 3 |  |  | PHONE/WORKSTATION |  |  |  | WIRED SPARE |  |  |  | SPARE | [15 empty] | PAVILION CORE TEAM | 2024-09-17 | [5 empty] | Y | [18 empty] | 0 |  |  |  | 1 |  | 1 | [8 empty] | 1 |  |  | 1 | 0 |  | 0 |  |  | 1 | [21 empty] | 0 |  |  |  | 8811
10809574 | U MI CIT | LEVEL 6 | IDF 6-122C | 6-112A | TEAM ROOM | 8 |  | 3 |  |  | PHONE/WORKSTATION |  |  |  | WIRED SPARE |  |  |  | SPARE | [15 empty] | PAVILION CORE TEAM | 2024-09-17 | [5 empty] | Y | [18 empty] | 0 |  |  |  | 1 |  | 1 | [8 empty] | 1 |  |  | 1 | 0 |  | 0 |  |  | 1 | [21 empty] | 0 |  |  |  | 8811
10809648 | U MI CIT | LEVEL 6 | IDF 6-122C | 6-112A | TEAM ROOM | 10 |  | 3 |  |  | PHONE/WORKSTATION |  |  |  | WIRED SPARE |  |  |  | SPARE | [15 empty] | PAVILION CORE TEAM | 2024-09-17 | [5 empty] | Y | [18 empty] | 0 |  |  |  | 1 |  | 1 | [8 empty] | 1 |  |  | 1 | 0 |  | 0 |  |  | 1 | [21 empty] | 0 |  |  |  | 8811
4470775 | U MI CIT | LEVEL 7 | IDF 7-304C | 7-005 | TEAM WORKROOM | 12 |  | 3 |  |  | PHONE/WORKSTATION |  |  |  | WIRED SPARE |  |  |  | SPARE | [15 empty] | PAVILION CORE TEAM | 2024-09-17 | [5 empty] | Y | [18 empty] | 0 |  |  |  | 1 |  | 1 | [8 empty] | 2 |  |  | 1 | 0 |  | 0 |  |  | 1 | [21 empty] | 0 |  |  |  | 8811 | [7 empty] | New DID, CSS 40, no VM
4470583 | U MI CIT | LEVEL 7 | IDF 7-304C | 7-005 | TEAM WORKROOM | 15 |  | 3 |  |  | PHONE/WORKSTATION |  |  |  | WIRED SPARE |  |  |  | SPARE | [15 empty] | PAVILION CORE TEAM | 2024-09-17 | [5 empty] | Y | [18 empty] | 0 |  |  |  | 1 |  | 1 | [8 empty] | 2 |  |  | 1 | 0 |  | 0 |  |  | 1 | [21 empty] | 0 |  |  |  | 8811 | [7 empty] | New DID, CSS 40, no VM
4470401 | U MI CIT | LEVEL 7 | IDF 7-304C | 7-005 | TEAM WORKROOM | 19 |  | 3 |  |  | PHONE/WORKSTATION |  |  |  | WIRED SPARE |  |  |  | SPARE | [15 empty] | PAVILION CORE TEAM | 2024-09-17 | [5 empty] | Y | [18 empty] | 0 |  |  |  | 1 |  | 1 | [8 empty] | 2 |  |  | 1 | 0 |  | 0 |  |  | 1 | [21 empty] | 0 |  |  |  | 8811 | [7 empty] | New DID, CSS 40, no VM
4609491 | U MI CIT | LEVEL 7 | IDF 7-304C | 7-401D | HOUSE OFFICER WORK | 1 |  | 3 |  |  | PHONE/WORKSTATION |  |  |  | WIRED SPARE |  |  |  | SPARE | [15 empty] | PAVILION CORE TEAM | 2024-09-17 | [5 empty] | Y | [18 empty] | 0 |  |  |  | 1 |  | 1 | [8 empty] | 1 |  |  | 1 | 0 |  | 0 |  |  | 1 | [21 empty] | 0 |  |  |  | 8811 | [7 empty] | New DID, CSS 40, no VM
4609578 | U MI CIT | LEVEL 7 | IDF 7-304C | 7-401D | HOUSE OFFICER WORK | 2 |  | 3 |  |  | WORKSTATION |  |  |  | WIRED SPARE |  |  |  | SPARE | [15 empty] | PAVILION CORE TEAM | 2024-09-17 | [24 empty] | 0 |  |  |  | 1 |  | 1 | [8 empty] | 1 |  |  | 1 | 0 |  | 0 |  |  | 1 | [21 empty] | 0
4609447 | U MI CIT | LEVEL 7 | IDF 7-304C | 7-401D | HOUSE OFFICER WORK | 3 |  | 3 |  |  | PHONE/WORKSTATION |  |  |  | WIRED SPARE |  |  |  | SPARE | [15 empty] | PAVILION CORE TEAM | 2024-09-17 | [5 empty] | Y | [18 empty] | 0 |  |  |  | 1 |  | 1 | [8 empty] | 1 |  |  | 1 | 0 |  | 0 |  |  | 1 | [21 empty] | 0 |  |  |  | 8811 | [7 empty] | New DID, CSS 40, no VM
4609471 | U MI CIT | LEVEL 7 | IDF 7-304C | 7-401D | HOUSE OFFICER WORK | 4 |  | 3 |  |  | WORKSTATION |  |  |  | WIRED SPARE |  |  |  | SPARE | [15 empty] | PAVILION CORE TEAM | 2024-09-17 | [24 empty] | 0 |  |  |  | 1 |  | 1 | [8 empty] | 1 |  |  | 1 | 0 |  | 0 |  |  | 1 | [21 empty] | 0
4609427 | U MI CIT | LEVEL 7 | IDF 7-304C | 7-401F | HOUSE OFFICER WORK | 1 |  | 3 |  |  | PHONE/WORKSTATION |  |  |  | WIRED SPARE |  |  |  | SPARE | [15 empty] | PAVILION CORE TEAM | 2024-09-17 | [5 empty] | Y | [18 empty] | 0 |  |  |  | 1 |  | 1 | [8 empty] | 1 |  |  | 1 | 0 |  | 0 |  |  | 1 | [21 empty] | 0 |  |  |  | 8811 | [7 empty] | New DID, CSS 40, no VM
5203854 | U MI CIT | LEVEL 7 | IDF 7-304C | 7-401F | HOUSE OFFICER WORK | 2 |  | 3 |  |  | WORKSTATION |  |  |  | PRINTER |  |  |  | SPARE | [15 empty] | PAVILION CORE TEAM | 2024-09-17 | [24 empty] | 0 |  |  |  | 1 |  | 1 | [8 empty] | 1 |  |  | 1 | 0 |  | 0 |  |  | 1 | [8 empty] | 1 | [12 empty] | 0
4609361 | U MI CIT | LEVEL 7 | IDF 7-304C | 7-401F | HOUSE OFFICER WORK | 3 |  | 3 |  |  | PHONE/WORKSTATION |  |  |  | WIRED SPARE |  |  |  | SPARE | [15 empty] | PAVILION CORE TEAM | 2024-09-17 | [5 empty] | Y | [18 empty] | 0 |  |  |  | 1 |  | 1 | [8 empty] | 1 |  |  | 1 | 0 |  | 0 |  |  | 1 | [21 empty] | 0 |  |  |  | 8811 | [7 empty] | New DID, CSS 40, no VM
4609407 | U MI CIT | LEVEL 7 | IDF 7-304C | 7-401F | HOUSE OFFICER WORK | 4 |  | 3 |  |  | WORKSTATION |  |  |  | WIRED SPARE |  |  |  | SPARE | [15 empty] | PAVILION CORE TEAM | 2024-09-17 | [24 empty] | 0 |  |  |  | 1 |  | 1 | [8 empty] | 1 |  |  | 1 | 0 |  | 0 |  |  | 1 | [21 empty] | 0
4609133 | U MI CIT | LEVEL 7 | IDF 7-304C | 7-401G | CONFERENCE ROOM | 4 |  | 3 |  |  | PHONE |  |  |  | WIRED SPARE |  |  |  | SPARE | [15 empty] | PAVILION CORE TEAM | 2024-09-17 | [5 empty] | Y | [18 empty] | 0 | [18 empty] | 0 |  | 0 | [24 empty] | 0 |  |  |  | 8811 | [7 empty] | New DID, CSS 40, no VM
5476078 | U MI CIT | LEVEL 8 | IDF 8-122C | 8-214D | MD HOTEL OFFICE | 1 |  | 3 |  |  | PHONE/WORKSTATION |  |  |  | WIRED SPARE |  |  |  | SPARE | [15 empty] | CORE PAVILION TEAM | 2024-09-17 |  | 2A | 2025-04-21 |  |  | Y | [14 empty] | LTFS0113 |  |  |  | 0 |  | 1 | [8 empty] | 1 | 1 |  | 2 |  |  |  | 1 | 0 |  | 0 | [24 empty] | 0 |  |  |  | 8811 | [7 empty] | New DID, CSS 40, no VM
10858151 | U MI CIT | LEVEL 9 | IDF 9-334C | 9-126 | STAFF LOUNGE/ LOCKERS | 3 |  | 3 |  |  | WIRED SPARE |  |  |  | WIRED SPARE |  |  |  | SPARE | [15 empty] | PAVILION CORE TEAM | 2024-09-17 |  | 2B | 2025-04-07 | [21 empty] | 0 | [18 empty] | 0 |  | 0 | [24 empty] | 0
10858171 | U MI CIT | LEVEL 9 | IDF 9-334C | 9-128 | STAFF LOUNGE/ LOCKERS | 3 |  | 3 |  |  | WIRED SPARE |  |  |  | WIRED SPARE |  |  |  | SPARE | [15 empty] | PAVILION CORE TEAM | 2024-09-17 |  | 2B | 2025-04-07 | [21 empty] | 0 | [18 empty] | 0 |  | 0 | [24 empty] | 0
7521334 | U MI CIT | LEVEL 3 | IDF 3-122C | 3-001 | LOBBY | 5 |  | W |  |  | WIRED SPARE | [23 empty] | FAC Bldg Mgr to review | 2024-09-18 | [24 empty] | 0 | [18 empty] | 0 |  | 0 | [24 empty] | 0
7521342 | U MI CIT | LEVEL 3 | IDF 3-122C | 3-001 | LOBBY | 6 |  | W |  |  | WIRED SPARE | [23 empty] | FAC Bldg Mgr to review | 2024-09-18 | [24 empty] | 0 | [18 empty] | 0 |  | 0 | [24 empty] | 0
5397005 | U MI CIT | LEVEL 3 | IDF 3-304C | 3-021 | FIRE COMMAND CENTER | 1 |  | 3 |  |  | PHONE |  |  |  | ANLG-RED PHONE |  |  |  | SPARE | [15 empty] | EMAIL Rusty | 2024-09-18 | [5 empty] | Y | [18 empty] | 0 | [18 empty] | 0 |  | 0 | [24 empty] | 0 |  |  |  | 8811 |  |  |  | RED PHONE |  |  |  | New DID, CSS 40, no VM/RED PHONE
10881174 | U MI CIT | LEVEL 10 | IDF 10-122C | 10-206 | TEAM ROOM | 1 |  | 3 |  |  | PHONE/WORKSTATION |  |  |  | WORKSTATION |  |  |  | SPARE | [15 empty] | PAVILION CORE TEAM | 2024-09-19 |  | 3 | 2025-05-19 |  |  | Y | [14 empty] | WSPV0080 | WSPV0081 |  |  | 0 |  |  |  | 2 |  | 2 | [8 empty] | 2 |  |  | 2 | 0 |  | 0 |  |  | 2 | [21 empty] | 0 |  |  |  | 8811 | [7 empty] | New DID, CSS 40, no VM
5485799 | U MI CIT | LEVEL 10 | IDF 10-122C | 10-206 | TEAM ROOM | 2 |  | 3 |  |  | AV ROOM EQUIPMENT |  |  |  | AV ROOM EQUIPMENT |  |  |  | WIRED SPARE | [15 empty] | PAVILION CORE TEAM | 2024-09-19 |  | 3 | 2025-05-19 | [10 empty] | CDIAVS | HUDDLE | [9 empty] | 0 | [18 empty] | 0 |  | 0 | [24 empty] | 0
5485929 | U MI CIT | LEVEL 10 | IDF 10-122C | 10-206 | TEAM ROOM | 4 |  | 3 |  |  | PHONE/WORKSTATION |  |  |  | WIRED SPARE |  |  |  | SPARE | [15 empty] | PAVILION CORE TEAM | 2024-09-19 |  | 3 | 2025-05-19 |  |  | Y | [14 empty] | WSPV0082 |  |  |  | 0 |  |  |  | 1 |  | 1 | [8 empty] | 1 |  |  | 1 | 0 |  | 0 |  |  | 1 | [21 empty] | 0 |  |  |  | 8811 | [7 empty] | New DID, CSS 40, no VM
5485979 | U MI CIT | LEVEL 10 | IDF 10-122C | 10-206 | TEAM ROOM | 5 |  | 3 |  |  | WIRED SPARE |  |  |  | WIRED SPARE |  |  |  | WIRED SPARE | [15 empty] | PAVILION CORE TEAM | 2024-09-19 |  | 3 | 2025-05-19 | [21 empty] | 0 |  |  |  | 1 |  | 1 | [8 empty] | 1 |  |  | 1 | 0 |  | 0 |  |  | 1 | [21 empty] | 0
10881564 | U MI CIT | LEVEL 10 | IDF 10-122C | 10-206 | TEAM ROOM | 6 |  | 3 |  |  | PHONE/WORKSTATION |  |  |  | WIRED SPARE |  |  |  | SPARE | [15 empty] | PAVILION CORE TEAM | 2024-09-19 |  | 3 | 2025-05-19 |  |  | Y | [14 empty] | WSPV0083 |  |  |  | 0 |  |  |  | 1 |  | 1 | [8 empty] | 1 |  |  | 1 | 0 |  | 0 |  |  | 1 | [21 empty] | 0 |  |  |  | 8811 | [7 empty] | New DID, CSS 40, no VM
5486263 | U MI CIT | LEVEL 10 | IDF 10-122C | 10-206 | TEAM ROOM | 11 |  | 3 |  |  | AV ROOM EQUIPMENT |  |  |  | AV ROOM EQUIPMENT |  |  |  | WIRED SPARE | [15 empty] | PAVILION CORE TEAM | 2024-09-19 |  | 3 | 2025-05-19 | [10 empty] | CDIAVS | HUDDLE | [9 empty] | 0 | [18 empty] | 0 |  | 0 | [24 empty] | 0
5486663 | U MI CIT | LEVEL 10 | IDF 10-122C | 10-214A | TBD | 1 |  | 3 |  |  | PHONE/WORKSTATION |  |  |  | WIRED SPARE |  |  |  | SPARE | [15 empty] | PAVILION CORE TEAM | 2024-09-19 |  | 3 | 2025-05-19 |  |  | Y | [18 empty] | 0 |  | 1 | [8 empty] | 1 | 1 |  | 2 |  |  |  | 1 | 0 |  | 0 | [24 empty] | 0 |  |  |  | 8811 | [7 empty] | New DID, CSS 40, no VM
5486488 | U MI CIT | LEVEL 10 | IDF 10-122C | 10-214G | TBD | 1 |  | 3 |  |  | PHONE/WORKSTATION |  |  |  | WIRED SPARE |  |  |  | SPARE | [15 empty] | PAVILION CORE TEAM | 2024-09-19 |  | 3 | 2025-05-19 |  |  | Y | [14 empty] | Intune |  |  |  | 0 |  | 1 | [8 empty] | 1 | 1 |  | 2 |  |  |  | 1 | 0 |  | 0 | [24 empty] | 0 |  |  |  | 8811 | [7 empty] | New DID, CSS 40, no VM
10880701 | U MI CIT | LEVEL 10 | IDF 10-438C | 10-406 | TEAM ROOM | 2 |  | 3 |  |  | PHONE/WORKSTATION |  |  |  | WIRED SPARE |  |  |  | SPARE | [15 empty] | PAVILION CORE TEAM | 2024-09-19 |  | 3 | 2025-05-19 |  |  | Y | [14 empty] | WSPV0091 |  |  |  | 0 |  |  |  | 1 |  | 1 | [8 empty] | 1 |  |  | 1 | 0 |  | 0 |  |  | 1 | [21 empty] | 0 |  |  |  | 8811 | [7 empty] | New DID, CSS 40, no VM
10880682 | U MI CIT | LEVEL 10 | IDF 10-438C | 10-406 | TEAM ROOM | 3 |  | 3 |  |  | WORKSTATION |  |  |  | WIRED SPARE |  |  |  | SPARE | [15 empty] | PAVILION CORE TEAM | 2024-09-19 |  | 3 | 2025-05-19 | [17 empty] | WSPV0092 |  |  |  | 0 |  |  |  | 1 |  | 1 | [8 empty] | 1 |  |  | 1 | 0 |  | 0 |  |  | 1 | [21 empty] | 0
10880619 | U MI CIT | LEVEL 10 | IDF 10-438C | 10-406 | TEAM ROOM | 4 |  | 3 |  |  | PHONE/WORKSTATION |  |  |  | WIRED SPARE |  |  |  | SPARE | [15 empty] | PAVILION CORE TEAM | 2024-09-19 |  | 3 | 2025-05-19 |  |  | Y | [14 empty] | WSPV0093 |  |  |  | 0 |  |  |  | 1 |  | 1 | [8 empty] | 1 |  |  | 1 | 0 |  | 0 |  |  | 1 | [21 empty] | 0 |  |  |  | 8811 | [7 empty] | New DID, CSS 40, no VM
4842802 | U MI CIT | LEVEL 10 | IDF 10-438C | 10-406 | TEAM ROOM | 6 |  | 3 |  |  | WORKSTATION |  |  |  | WIRED SPARE |  |  |  | SPARE | [15 empty] | PAVILION CORE TEAM | 2024-09-19 |  | 3 | 2025-05-19 | [17 empty] | WSPV0094 |  |  |  | 0 |  |  |  | 1 |  | 1 | [8 empty] | 1 |  |  | 1 | 0 |  | 0 |  |  | 1 | [21 empty] | 0
4842795 | U MI CIT | LEVEL 10 | IDF 10-438C | 10-406 | TEAM ROOM | 7 |  | 3 |  |  | PHONE/WORKSTATION |  |  |  | WIRED SPARE |  |  |  | SPARE | [15 empty] | PAVILION CORE TEAM | 2024-09-19 |  | 3 | 2025-05-19 |  |  | Y | [14 empty] | WSPV0095 |  |  |  | 0 |  |  |  | 1 |  | 1 | [8 empty] | 1 |  |  | 1 | 0 |  | 0 |  |  | 1 | [21 empty] | 0 |  |  |  | 8811 | [7 empty] | New DID, CSS 40, no VM
10881034 | U MI CIT | LEVEL 10 | IDF 10-438C | 10-406 | TEAM ROOM | 9 |  | 3 |  |  | WORKSTATION |  |  |  | WIRED SPARE |  |  |  | SPARE | [15 empty] | PAVILION CORE TEAM | 2024-09-19 |  | 3 | 2025-05-19 | [17 empty] | WSPV0096 |  |  |  | 0 |  |  |  | 1 |  | 1 | [8 empty] | 1 |  |  | 1 | 0 |  | 0 |  |  | 1 | [21 empty] | 0
4842767 | U MI CIT | LEVEL 10 | IDF 10-438C | 10-406 | TEAM ROOM | 10 |  | 3 |  |  | PHONE/WORKSTATION |  |  |  | WIRED SPARE |  |  |  | SPARE | [15 empty] | PAVILION CORE TEAM | 2024-09-19 |  | 3 | 2025-05-19 |  |  | Y | [14 empty] | WSPV0097 |  |  |  | 0 |  |  |  | 1 |  | 1 | [8 empty] | 1 |  |  | 1 | 0 |  | 0 |  |  | 1 | [21 empty] | 0 |  |  |  | 8811 | [7 empty] | New DID, CSS 40, no VM
4842760 | U MI CIT | LEVEL 10 | IDF 10-438C | 10-406 | TEAM ROOM | 11 |  | 3 |  |  | WORKSTATION |  |  |  | WIRED SPARE |  |  |  | SPARE | [15 empty] | PAVILION CORE TEAM | 2024-09-19 |  | 3 | 2025-05-19 | [17 empty] | WSPV0098 |  |  |  | 0 |  |  |  | 1 |  | 1 | [8 empty] | 1 |  |  | 1 | 0 |  | 0 |  |  | 1 | [21 empty] | 0
4842753 | U MI CIT | LEVEL 10 | IDF 10-438C | 10-406 | TEAM ROOM | 12 |  | 3 |  |  | PHONE/WORKSTATION |  |  |  | WIRED SPARE |  |  |  | SPARE | [15 empty] | PAVILION CORE TEAM | 2024-09-19 |  | 3 | 2025-05-19 |  |  | Y | [14 empty] | WSPV0099 |  |  |  | 0 |  |  |  | 1 |  | 1 | [8 empty] | 1 |  |  | 1 | 0 |  | 0 |  |  | 1 | [21 empty] | 0 |  |  |  | 8811 | [7 empty] | New DID, CSS 40, no VM
4842746 | U MI CIT | LEVEL 10 | IDF 10-438C | 10-406 | TEAM ROOM | 13 |  | 3 |  |  | PACS |  |  |  | WIRED SPARE |  |  |  | SPARE | [15 empty] | PAVILION CORE TEAM | 2024-09-19 |  | 3 | 2025-05-19 | [21 empty] | 0 | [18 empty] | 0 |  | 0 | [24 empty] | 0
10880739 | U MI CIT | LEVEL 10 | IDF 10-438C | 10-406 | TEAM ROOM | 15 |  | 3 |  |  | PHONE/WORKSTATION |  |  |  | WIRED SPARE |  |  |  | SPARE | [15 empty] | PAVILION CORE TEAM | 2024-09-19 |  | 3 | 2025-05-19 |  |  | Y | [14 empty] | WSPV0100 |  |  |  | 0 |  |  |  | 1 |  | 1 | [8 empty] | 1 |  |  | 1 | 0 |  | 0 |  |  | 1 | [21 empty] | 0 |  |  |  | 8811 | [7 empty] | New DID, CSS 40, no VM
4842823 | U MI CIT | LEVEL 10 | IDF 10-438C | 10-406 | TEAM ROOM | 17 |  | 3 |  |  | WIRED SPARE |  |  |  | WIRED SPARE |  |  |  | WIRED SPARE | [15 empty] | PAVILION CORE TEAM | 2024-09-19 |  | 3 | 2025-05-19 | [21 empty] | 0 | [18 empty] | 0 |  | 0 | [24 empty] | 0
5488437 | U MI CIT | LEVEL 11 | IDF 11-122C | 11-206 | TEAM ROOM | 2 |  | 3 |  |  | AV ROOM EQUIPMENT |  |  |  | AV ROOM EQUIPMENT |  |  |  | WIRED SPARE | [15 empty] | PAVILION CORE TEAM | 2024-09-19 |  | 3 | 2025-05-19 | [10 empty] | CDIAVS | HUDDLE | [9 empty] | 0 | [18 empty] | 0 |  | 0 | [24 empty] | 0
10839949 | U MI CIT | LEVEL 11 | IDF 11-122C | 11-206 | TEAM ROOM | 4 |  | 3 |  |  | PHONE/WORKSTATION |  |  |  | WIRED SPARE |  |  |  | SPARE | [15 empty] | PAVILION CORE TEAM | 2024-09-19 |  | 3 | 2025-05-19 |  |  | Y | [14 empty] | WSPV0105 |  |  |  | 0 |  |  |  | 1 |  | 1 | [8 empty] | 1 |  |  | 1 | 0 |  | 0 |  |  | 1 | [21 empty] | 0 |  |  |  | 8811 | [7 empty] | New DID, CSS 40, no VM
5488553 | U MI CIT | LEVEL 11 | IDF 11-122C | 11-206 | TEAM ROOM | 5 |  | 3 |  |  | WORKSTATION |  |  |  | WIRED SPARE |  |  |  | SPARE | [15 empty] | PAVILION CORE TEAM | 2024-09-19 |  | 3 | 2025-05-19 | [17 empty] | WSPV0106 |  |  |  | 0 |  |  |  | 1 |  | 1 | [8 empty] | 1 |  |  | 1 | 0 |  | 0 |  |  | 1 | [21 empty] | 0
10882668 | U MI CIT | LEVEL 11 | IDF 11-122C | 11-206 | TEAM ROOM | 6 |  | 3 |  |  | PHONE/WORKSTATION |  |  |  | WIRED SPARE |  |  |  | SPARE | [15 empty] | PAVILION CORE TEAM | 2024-09-19 |  | 3 | 2025-05-19 |  |  | Y | [14 empty] | WSPV0107 |  |  |  | 0 |  |  |  | 1 |  | 1 | [8 empty] | 1 |  |  | 1 | 0 |  | 0 |  |  | 1 | [21 empty] | 0 |  |  |  | 8811 | [7 empty] | New DID, CSS 40, no VM
5488663 | U MI CIT | LEVEL 11 | IDF 11-122C | 11-206 | TEAM ROOM | 11 |  | 3 |  |  | AV ROOM EQUIPMENT |  |  |  | AV ROOM EQUIPMENT |  |  |  | WIRED SPARE | [15 empty] | PAVILION CORE TEAM | 2024-09-19 |  | 3 | 2025-05-19 | [10 empty] | CDIAVS | HUDDLE | [9 empty] | 0 | [18 empty] | 0 |  | 0 | [24 empty] | 0
5489048 | U MI CIT | LEVEL 11 | IDF 11-122C | 11-214A | TBD | 1 |  | 3 |  |  | PHONE/WORKSTATION |  |  |  | WIRED SPARE |  |  |  | SPARE | [15 empty] | CORE PAVILION TEAM | 2024-09-19 |  | 3 | 2025-05-19 |  |  | Y | [14 empty] | WSPV0068 |  |  |  | 0 |  | 1 | [8 empty] | 1 | 1 |  | 2 |  |  |  | 1 | 0 |  | 0 | [24 empty] | 0 |  |  |  | 8811 | [7 empty] | New DID, CSS 40, no VM
5489008 | U MI CIT | LEVEL 11 | IDF 11-122C | 11-214B | TBD | 1 |  | 3 |  |  | PHONE/WORKSTATION |  |  |  | WIRED SPARE |  |  |  | SPARE | [15 empty] | CORE PAVILION TEAM | 2024-09-19 |  | 3 | 2025-05-19 |  |  | Y | [14 empty] | WSPV0069 |  |  |  | 0 |  | 1 | [8 empty] | 1 | 1 |  | 2 |  |  |  | 1 | 0 |  | 0 | [24 empty] | 0 |  |  |  | 8811 | [7 empty] | New DID, CSS 40, no VM
5488984 | U MI CIT | LEVEL 11 | IDF 11-122C | 11-214D | MD HOTEL OFFICE | 1 |  | 3 |  |  | PHONE/WORKSTATION |  |  |  | WIRED SPARE |  |  |  | SPARE | [15 empty] | CORE PAVILION TEAM | 2024-09-19 |  | 3 | 2025-05-19 |  |  | Y | [14 empty] | WSPV0070 |  |  |  | 0 |  | 1 | [8 empty] | 1 | 1 |  | 2 |  |  |  | 1 | 0 |  | 0 | [24 empty] | 0 |  |  |  | 8811 | [7 empty] | New DID, CSS 40, no VM
5488736 | U MI CIT | LEVEL 11 | IDF 11-122C | 11-214G | TBD | 1 |  | 3 |  |  | PHONE/WORKSTATION |  |  |  | WIRED SPARE |  |  |  | SPARE | [15 empty] | CORE PAVILION TEAM | 2024-09-19 |  | 3 | 2025-05-19 |  |  | Y | [14 empty] | WSPV0071 |  |  |  | 0 |  | 1 | [8 empty] | 1 | 1 |  | 2 |  |  |  | 1 | 0 |  | 0 | [24 empty] | 0 |  |  |  | 8811 | [7 empty] | New DID, CSS 40, no VM
10881857 | U MI CIT | LEVEL 11 | IDF 11-438C | 11-406 | TEAM ROOM | 2 |  | 3 |  |  | PHONE/WORKSTATION |  |  |  | WIRED SPARE |  |  |  | SPARE | [15 empty] | PAVILION CORE TEAM | 2024-09-19 |  | 3 | 2025-05-19 |  |  | Y | [14 empty] | WSPV0115 |  |  |  | 0 |  |  |  | 1 |  | 1 | [8 empty] | 1 |  |  | 1 | 0 |  | 0 |  |  | 1 | [21 empty] | 0 |  |  |  | 8811 | [7 empty] | New DID, CSS 40, no VM
10881785 | U MI CIT | LEVEL 11 | IDF 11-438C | 11-406 | TEAM ROOM | 4 |  | 3 |  |  | PHONE/WORKSTATION |  |  |  | WIRED SPARE |  |  |  | SPARE | [15 empty] | PAVILION CORE TEAM | 2024-09-19 |  | 3 | 2025-05-19 |  |  | Y | [14 empty] | WSPV0116 |  |  |  | 0 |  |  |  | 1 |  | 1 | [8 empty] | 1 |  |  | 1 | 0 |  | 0 |  |  | 1 | [21 empty] | 0 |  |  |  | 8811 | [7 empty] | New DID, CSS 40, no VM
4852483 | U MI CIT | LEVEL 11 | IDF 11-438C | 11-406 | TEAM ROOM | 6 |  | 3 |  |  | AV ROOM EQUIPMENT |  |  |  | AV ROOM EQUIPMENT |  |  |  | WIRED SPARE | [15 empty] | PAVILION CORE TEAM | 2024-09-19 |  | 3 | 2025-05-19 | [10 empty] | CDIAVS | HUDDLE | [9 empty] | 0 | [18 empty] | 0 |  | 0 | [24 empty] | 0
4852455 | U MI CIT | LEVEL 11 | IDF 11-438C | 11-406 | TEAM ROOM | 8 |  | 3 |  |  | PHONE/WORKSTATION |  |  |  | WIRED SPARE |  |  |  | SPARE | [15 empty] | PAVILION CORE TEAM | 2024-09-19 |  | 3 | 2025-05-19 |  |  | Y | [14 empty] | WSPV0117 |  |  |  | 0 |  |  |  | 1 |  | 1 | [8 empty] | 1 |  |  | 1 | 0 |  | 0 |  |  | 1 | [21 empty] | 0 |  |  |  | 8811 | [7 empty] | New DID, CSS 40, no VM
4852427 | U MI CIT | LEVEL 11 | IDF 11-438C | 11-406 | TEAM ROOM | 11 |  | 3 |  |  | PHONE/WORKSTATION |  |  |  | WIRED SPARE |  |  |  | SPARE | [15 empty] | PAVILION CORE TEAM | 2024-09-19 |  | 3 | 2025-05-19 |  |  | Y | [14 empty] | WSPV0118 |  |  |  | 0 |  |  |  | 1 |  | 1 | [8 empty] | 1 |  |  | 1 | 0 |  | 0 |  |  | 1 | [21 empty] | 0 |  |  |  | 8811 | [7 empty] | New DID, CSS 40, no VM
4852413 | U MI CIT | LEVEL 11 | IDF 11-438C | 11-406 | TEAM ROOM | 13 |  | 3 |  |  | PHONE/WORKSTATION |  |  |  | WIRED SPARE |  |  |  | SPARE | [15 empty] | PAVILION CORE TEAM | 2024-09-19 |  | 3 | 2025-05-19 |  |  | Y | [14 empty] | WSPV0119 |  |  |  | 0 |  |  |  | 1 |  | 1 | [8 empty] | 1 |  |  | 1 | 0 |  | 0 |  |  | 1 | [21 empty] | 0 |  |  |  | 8811 | [7 empty] | New DID, CSS 40, no VM
10881895 | U MI CIT | LEVEL 11 | IDF 11-438C | 11-406 | TEAM ROOM | 16 |  | 3 |  |  | PHONE/WORKSTATION |  |  |  | WIRED SPARE |  |  |  | SPARE | [15 empty] | PAVILION CORE TEAM | 2024-09-19 |  | 3 | 2025-05-19 |  |  | Y | [14 empty] | WSPV0120 |  |  |  | 0 |  |  |  | 1 |  | 1 | [8 empty] | 1 |  |  | 1 | 0 |  | 0 |  |  | 1 | [21 empty] | 0 |  |  |  | 8811 | [7 empty] | New DID, CSS 40, no VM
5524368 | U MI CIT | LEVEL 12 | IDF 12-122C | 12-206 | TEAM ROOM | 1 |  | 3 |  |  | AV ROOM EQUIPMENT |  |  |  | AV ROOM EQUIPMENT |  |  |  | WIRED SPARE | [15 empty] | PAVILION CORE TEAM | 2024-09-19 | [13 empty] | CDIAVS | HUDDLE | [9 empty] | 0 | [18 empty] | 0 |  | 0 | [24 empty] | 0
10883207 | U MI CIT | LEVEL 12 | IDF 12-122C | 12-206 | TEAM ROOM | 2 |  | 3 |  |  | PHONE/WORKSTATION |  |  |  | WORKSTATION |  |  |  | SPARE | [15 empty] | PAVILION CORE TEAM | 2024-09-19 | [5 empty] | Y | [14 empty] | WSPV0240 | WSPV0263 |  |  | 0 |  |  |  | 2 |  | 2 | [8 empty] | 2 |  |  | 2 | 0 |  | 0 |  |  | 2 | [21 empty] | 0 |  |  |  | 8811 | [7 empty] | New DID. CSS 40, no VM
5524340 | U MI CIT | LEVEL 12 | IDF 12-122C | 12-206 | TEAM ROOM | 3 |  | 3 |  |  | PHONE/WORKSTATION |  |  |  | WIRED SPARE |  |  |  | SPARE | [15 empty] | PAVILION CORE TEAM | 2024-09-19 | [5 empty] | y | [14 empty] | WSPV0241 |  |  |  | 0 |  |  |  | 1 |  | 1 | [8 empty] | 1 |  |  | 1 | 0 |  | 0 |  |  | 1 | [21 empty] | 0 |  |  |  | 8811 | [7 empty] | New DID. CSS 40, no VM
5524312 | U MI CIT | LEVEL 12 | IDF 12-122C | 12-206 | TEAM ROOM | 4 |  | 3 |  |  | WORKSTATION |  |  |  | WIRED SPARE |  |  |  | SPARE | [15 empty] | PAVILION CORE TEAM | 2024-09-19 | [20 empty] | WSPV0251 |  |  |  | 0 |  |  |  | 1 |  | 1 | [8 empty] | 1 |  |  | 1 | 0 |  | 0 |  |  | 1 | [21 empty] | 0
5524282 | U MI CIT | LEVEL 12 | IDF 12-122C | 12-206 | TEAM ROOM | 5 |  | 3 |  |  | PHONE/WORKSTATION |  |  |  | WIRED SPARE |  |  |  | SPARE | [15 empty] | PAVILION CORE TEAM | 2024-09-19 | [5 empty] | Y | [14 empty] | WSPV0242 |  |  |  | 0 |  |  |  | 1 |  | 1 | [8 empty] | 1 |  |  | 1 | 0 |  | 0 |  |  | 1 | [21 empty] | 0 |  |  |  | 8811 | [7 empty] | New DID. CSS 40, no VM
5524226 | U MI CIT | LEVEL 12 | IDF 12-122C | 12-206 | TEAM ROOM | 8 |  | 3 |  |  | PHONE/WORKSTATION |  |  |  | WIRED SPARE |  |  |  | SPARE | [15 empty] | PAVILION CORE TEAM | 2024-09-19 | [5 empty] | Y | [14 empty] | WSPV0243 |  |  |  | 0 |  |  |  | 1 |  | 1 | [8 empty] | 1 |  |  | 1 | 0 |  | 0 |  |  | 1 | [21 empty] | 0 |  |  |  | 8811 | [7 empty] | New DID. CSS 40, no VM
5524192 | U MI CIT | LEVEL 12 | IDF 12-122C | 12-206 | TEAM ROOM | 9 |  | 3 |  |  | WORKSTATION |  |  |  | WIRED SPARE |  |  |  | SPARE | [15 empty] | PAVILION CORE TEAM | 2024-09-19 | [20 empty] | WSPV0252 |  |  |  | 0 |  |  |  | 1 |  | 1 | [8 empty] | 1 |  |  | 1 | 0 |  | 0 |  |  | 1 | [21 empty] | 0
5524254 | U MI CIT | LEVEL 12 | IDF 12-122C | 12-206 | TEAM ROOM | 13 |  | 3 |  |  | PHONE/WORKSTATION |  |  |  | WIRED SPARE |  |  |  | SPARE | [15 empty] | PAVILION CORE TEAM | 2024-09-19 | [5 empty] | Y | [14 empty] | WSPV0244 |  |  |  | 0 |  |  |  | 1 |  | 1 | [8 empty] | 1 |  |  | 1 | 0 |  | 0 |  |  | 1 | [21 empty] | 0 |  |  |  | 8811 | [7 empty] | New DID. CSS 40, no VM
5525009 | U MI CIT | LEVEL 12 | IDF 12-122C | 12-214A | TBD | 1 |  | 3 |  |  | PHONE/WORKSTATION |  |  |  | WIRED SPARE |  |  |  | SPARE | [15 empty] | CORE PAVILION TEAM | 2024-09-19 | [5 empty] | Y | [14 empty] | INTUNE |  |  |  | 0 |  | 1 | [8 empty] | 1 | 1 |  | 2 |  |  |  | 1 | 0 |  | 0 | [24 empty] | 0 |  |  |  | 8811 | [7 empty] | New DID, CSS 40, no VM
5525049 | U MI CIT | LEVEL 12 | IDF 12-122C | 12-214B | TBD | 1 |  | 3 |  |  | PHONE/WORKSTATION |  |  |  | WIRED SPARE |  |  |  | SPARE | [15 empty] | CORE PAVILION TEAM | 2024-09-19 | [5 empty] | Y | [14 empty] | INTUNE |  |  |  | 0 |  | 1 | [8 empty] | 1 | 1 |  | 2 |  |  |  | 1 | 0 |  | 0 | [24 empty] | 0 |  |  |  | 8811 | [7 empty] | New DID, CSS 40, no VM
5525069 | U MI CIT | LEVEL 12 | IDF 12-122C | 12-214D | MD HOTEL OFFICE | 1 |  | 3 |  |  | PHONE/WORKSTATION |  |  |  | WIRED SPARE |  |  |  | SPARE | [15 empty] | CORE PAVILION TEAM | 2024-09-19 | [5 empty] | Y | [14 empty] | INTUNE |  |  |  | 0 |  | 1 | [8 empty] | 1 | 1 |  | 2 |  |  |  | 1 | 0 |  | 0 | [24 empty] | 0 |  |  |  | 8811 | [7 empty] | New DID, CSS 40, no VM
5525415 | U MI CIT | LEVEL 12 | IDF 12-122C | 12-214G | TBD | 1 |  | 3 |  |  | PHONE/WORKSTATION |  |  |  | WIRED SPARE |  |  |  | SPARE | [15 empty] | CORE PAVILION TEAM | 2024-09-19 | [5 empty] | Y | [14 empty] | INTUNE |  |  |  | 0 |  | 1 | [8 empty] | 1 | 1 |  | 2 |  |  |  | 1 | 0 |  | 0 | [24 empty] | 0 |  |  |  | 8811 | [7 empty] | New DID, CSS 40, no VM
10882952 | U MI CIT | LEVEL 12 | IDF 12-438C | 12-406 | TEAM ROOM | 2 |  | 3 |  |  | PHONE/WORKSTATION |  |  |  | WIRED SPARE |  |  |  | SPARE | [15 empty] | PAVILION CORE TEAM | 2024-09-19 | [5 empty] | Y | [14 empty] | WSPV0245 |  |  |  | 0 |  |  |  | 1 |  | 1 | [8 empty] | 1 |  |  | 1 | 0 |  | 0 |  |  | 1 | [21 empty] | 0 |  |  |  | 8811 | [7 empty] | New DID, CSS 40, no VM
10882862 | U MI CIT | LEVEL 12 | IDF 12-438C | 12-406 | TEAM ROOM | 4 |  | 3 |  |  | PHONE/WORKSTATION |  |  |  | WIRED SPARE |  |  |  | SPARE | [15 empty] | PAVILION CORE TEAM | 2024-09-19 | [5 empty] | Y | [14 empty] | WSPV0246 |  |  |  | 0 |  |  |  | 1 |  | 1 | [8 empty] | 1 |  |  | 1 | 0 |  | 0 |  |  | 1 | [21 empty] | 0 |  |  |  | 8811 | [7 empty] | New DID, CSS 40, no VM
4854106 | U MI CIT | LEVEL 12 | IDF 12-438C | 12-406 | TEAM ROOM | 8 |  | 3 |  |  | PHONE/WORKSTATION |  |  |  | WIRED SPARE |  |  |  | SPARE | [15 empty] | PAVILION CORE TEAM | 2024-09-19 | [5 empty] | Y | [14 empty] | WSPV0247 |  |  |  | 0 |  |  |  | 1 |  | 1 | [8 empty] | 1 |  |  | 1 | 0 |  | 0 |  |  | 1 | [21 empty] | 0 |  |  |  | 8811 | [7 empty] | New DID, CSS 40, no VM
4854078 | U MI CIT | LEVEL 12 | IDF 12-438C | 12-406 | TEAM ROOM | 11 |  | 3 |  |  | PHONE/WORKSTATION |  |  |  | WIRED SPARE |  |  |  | SPARE | [15 empty] | PAVILION CORE TEAM | 2024-09-19 | [5 empty] | Y | [14 empty] | WSPV0248 |  |  |  | 0 |  |  |  | 1 |  | 1 | [8 empty] | 1 |  |  | 1 | 0 |  | 0 |  |  | 1 | [21 empty] | 0 |  |  |  | 8811 | [7 empty] | New DID, CSS 40, no VM
4854064 | U MI CIT | LEVEL 12 | IDF 12-438C | 12-406 | TEAM ROOM | 13 |  | 3 |  |  | PHONE/WORKSTATION |  |  |  | WIRED SPARE |  |  |  | SPARE | [15 empty] | PAVILION CORE TEAM | 2024-09-19 | [5 empty] | Y | [14 empty] | WSPV0249 |  |  |  | 0 |  |  |  | 1 |  | 1 | [8 empty] | 1 |  |  | 1 | 0 |  | 0 |  |  | 1 | [21 empty] | 0 |  |  |  | 8811 | [7 empty] | New DID, CSS 40, no VM
10883010 | U MI CIT | LEVEL 12 | IDF 12-438C | 12-406 | TEAM ROOM | 16 |  | 3 |  |  | PHONE/WORKSTATION |  |  |  | WIRED SPARE |  |  |  | SPARE | [15 empty] | PAVILION CORE TEAM | 2024-09-19 | [5 empty] | Y | [14 empty] | WSPV0250 |  |  |  | 0 |  |  |  | 1 |  | 1 | [8 empty] | 1 |  |  | 1 | 0 |  | 0 |  |  | 1 | [21 empty] | 0 |  |  |  | 8811 | [7 empty] | New DID, CSS 40, no VM
10811602 | U MI CIT | LEVEL 8 | IDF 8-122C | 8-206 | TEAM ROOM | 1 |  | 3 |  |  | PHONE/WORKSTATION |  |  |  | WORKSTATION |  |  |  | SPARE | [15 empty] | PAVILION CORE TEAM | 2024-09-19 |  | 2A | 2025-04-21 |  |  | Y | [14 empty] | WSPV0049 | WSPV0050 |  |  | 0 |  |  |  | 2 |  | 2 | [8 empty] | 2 |  |  | 2 | 0 |  | 0 |  |  | 2 | [21 empty] | 0 |  |  |  | 8811 | [7 empty] | New DID, CSS 40, no VM
5476815 | U MI CIT | LEVEL 8 | IDF 8-122C | 8-206 | TEAM ROOM | 4 |  | 3 |  |  | PHONE/WORKSTATION |  |  |  | WORKSTATION |  |  |  | SPARE | [15 empty] | PAVILION CORE TEAM | 2024-09-19 |  | 2A | 2025-04-21 |  |  | Y | [14 empty] | WSPV0051 | WSPV0052 |  |  | 0 |  |  |  | 2 |  | 2 | [8 empty] | 2 |  |  | 2 | 0 |  | 0 |  |  | 2 | [21 empty] | 0 |  |  |  | 8811 | [7 empty] | New DID, CSS 40, no VM
10811271 | U MI CIT | LEVEL 8 | IDF 8-122C | 8-206 | TEAM ROOM | 6 |  | 3 |  |  | PHONE/WORKSTATION |  |  |  | WIRED SPARE |  |  |  | SPARE | [15 empty] | PAVILION CORE TEAM | 2024-09-19 |  | 2A | 2025-04-21 |  |  | Y | [14 empty] | WSPV0053 |  |  |  | 0 |  |  |  | 1 |  | 1 | [8 empty] | 1 |  |  | 1 | 0 |  | 0 |  |  | 1 | [21 empty] | 0 |  |  |  | 8811 | [7 empty] | New DID, CSS 40, no VM
8353503 | U MI CIT | LEVEL 8 | IDF 8-122C | 8-206 | TEAM ROOM | 9 |  | 3 |  |  | PHONE/WORKSTATION |  |  |  | WIRED SPARE |  |  |  | SPARE | [15 empty] | PAVILION CORE TEAM | 2024-09-19 |  | 2A | 2025-04-21 |  |  | Y | [14 empty] | WSPV0054 |  |  |  | 0 |  |  |  | 1 |  | 1 | [8 empty] | 1 |  |  | 1 | 0 |  | 0 |  |  | 1 | [21 empty] | 0 |  |  |  | 8811 | [7 empty] | New DID, CSS 40, no VM
10811641 | U MI CIT | LEVEL 8 | IDF 8-122C | 8-206 | TEAM ROOM | 13 |  | 3 |  |  | PHONE/WORKSTATION |  |  |  | WIRED SPARE |  |  |  | SPARE | [15 empty] | PAVILION CORE TEAM | 2024-09-19 |  | 2A | 2025-04-21 |  |  | Y | [14 empty] | WSPV0055 |  |  |  | 0 |  |  |  | 1 |  | 1 | [8 empty] | 1 |  |  | 1 | 0 |  | 0 |  |  | 1 | [21 empty] | 0 |  |  |  | 8811 | [7 empty] | New DID, CSS 40, no VM
10811109 | U MI CIT | LEVEL 8 | IDF 8-122C | 8-206 | TEAM ROOM | 3 |  | 3 |  |  | WIRED SPARE |  |  |  | WIRED SPARE |  |  |  | WIRED SPARE | [15 empty] | PAVILION CORE TEAM | 2024-09-19 |  | 2A | 2025-04-21 | [21 empty] | 0 | [18 empty] | 0 |  | 0 | [24 empty] | 0
10811316 | U MI CIT | LEVEL 8 | IDF 8-122C | 8-206 | TEAM ROOM | 7 |  | 3 |  |  | PRINTER |  |  |  | WIRED SPARE |  |  |  | SPARE | [15 empty] | PAV AV ROOM REVIEW | 2024-09-19 |  | 2A | 2025-04-21 | [19 empty] | PRT-PAV0801 |  | 0 | [18 empty] | 0 |  | 0 | [11 empty] | 1 | [12 empty] | 0
5476891 | U MI CIT | LEVEL 8 | IDF 8-122C | 8-206 | TEAM ROOM | 11 |  | 3 |  |  | WIRED SPARE |  |  |  | WIRED SPARE |  |  |  | WIRED SPARE | [15 empty] | PAV AV ROOM REVIEW | 2024-09-19 |  | 2A | 2025-04-21 | [21 empty] | 0 | [18 empty] | 0 |  | 0 | [24 empty] | 0
5476140 | U MI CIT | LEVEL 8 | IDF 8-122C | 8-214A | TBD | 1 |  | 3 |  |  | PHONE/WORKSTATION |  |  |  | WIRED SPARE |  |  |  | SPARE | [15 empty] | CORE PAVILION TEAM | 2024-09-19 |  | 2A | 2025-04-21 |  |  | Y | [14 empty] | LTFS0111 |  |  |  | 0 |  | 1 | [8 empty] | 1 | 1 |  | 2 |  |  |  | 1 | 0 |  | 0 | [24 empty] | 0 |  |  |  | 8811 | [7 empty] | New DID, CSS 40, no VM
5476120 | U MI CIT | LEVEL 8 | IDF 8-122C | 8-214B | TBD | 1 |  | 3 |  |  | PHONE/WORKSTATION |  |  |  | WIRED SPARE |  |  |  | SPARE | [15 empty] | CORE PAVILION TEAM | 2024-09-19 |  | 2A | 2025-04-21 |  |  | Y | [14 empty] | LTFS0112 |  |  |  | 0 |  | 1 | [8 empty] | 1 | 1 |  | 2 |  |  |  | 1 | 0 |  | 0 | [24 empty] | 0 |  |  |  | 8811 | [7 empty] | New DID, CSS 40, no VM
5521540 | U MI CIT | LEVEL 8 | IDF 8-122C | 8-214F | ADMIN | 1 |  | 3 |  |  | PHONE/WORKSTATION |  |  |  | WIRED SPARE |  |  |  | SPARE | [15 empty] | CORE PAVILION TEAM | 2024-09-19 |  | 2A | 2025-04-21 |  |  | Y | [14 empty] | Intune |  |  |  | 0 |  | 1 | [8 empty] | 1 | 1 |  | 2 |  |  |  | 1 | 0 |  | 0 | [24 empty] | 0 |  |  |  | 8811 | [7 empty] | New DID, CSS 40, VM Yes
5521446 | U MI CIT | LEVEL 8 | IDF 8-122C | 8-214F | ADMIN | 2 |  | 3 |  |  | PHONE/WORKSTATION |  |  |  | WIRED SPARE |  |  |  | SPARE | [15 empty] | CORE PAVILION TEAM | 2024-09-19 |  | 2A | 2025-04-21 |  |  | Y | [14 empty] | Intune |  |  |  | 0 |  | 1 | [8 empty] | 1 | 1 |  | 2 |  |  |  | 1 | 0 |  | 0 | [24 empty] | 0 |  |  |  | 8811 | [7 empty] | New DID, CSS 40, VM Yes
5521496 | U MI CIT | LEVEL 8 | IDF 8-122C | 8-214G | TBD | 1 |  | 3 |  |  | PHONE/WORKSTATION |  |  |  | WIRED SPARE |  |  |  | SPARE | [15 empty] | CORE PAVILION TEAM | 2024-09-19 |  | 2A | 2025-04-21 |  |  | Y | [14 empty] | Intune |  |  |  | 0 |  | 1 | [8 empty] | 1 | 1 |  | 2 |  |  |  | 1 | 0 |  | 0 | [24 empty] | 0 |  |  |  | 8811 | [7 empty] | New DID, CSS 40, no VM
10866317 | U MI CIT | LEVEL 8 | IDF 8-334C | 8-516 | FELLOWS WORKROOM | 3 |  | 3 |  |  | PHONE/WORKSTATION |  |  |  | WIRED SPARE |  |  |  | SPARE | [15 empty] | PAVILION CORE TEAM | 2024-09-19 |  | 2A | 2025-04-21 |  |  | Y | [14 empty] | WSPV0042 |  |  |  | 0 |  |  | 1 |  |  |  |  | 1 | [6 empty] | 2 |  |  | 1 | 0 |  | 0 | [24 empty] | 0 |  |  |  | 8811 | [7 empty] | New DID, CSS 40, no VM, NATUS software needed
4475723 | U MI CIT | LEVEL 8 | IDF 8-334C | 8-516 | FELLOWS WORKROOM | 5 |  | 3 |  |  | PHONE/WORKSTATION |  |  |  | WIRED SPARE |  |  |  | SPARE | [15 empty] | EMU-EEG Staff | 2024-09-19 |  | 2A | 2025-04-21 |  |  | Y | [14 empty] | WSPV0044 |  |  |  | 0 |  |  | 1 |  |  |  |  | 1 | [6 empty] | 2 |  |  | 1 | 0 |  | 0 | [24 empty] | 0 |  |  |  | 8811 | [7 empty] | New DID, CSS 40, no VM, NATUS software needed
4477813 | U MI CIT | LEVEL 9 | IDF 9-438C | 9-402 | NURSES STATION | 5 |  | 3 |  |  | PHONE/WORKSTATION |  |  |  | WIRED SPARE |  |  |  | SPARE | [15 empty] | NURSES STATION | 2024-09-09 |  | 2B | 2025-04-07 |  |  | Y | [14 empty] | WSIU3182 |  |  |  | 0 |  |  |  | 1 | 1 | [12 empty] | 1 | 0 |  | 0 |  |  | 1 | [21 empty] | 0 |  |  |  | 8811 | [7 empty] | New DID, CSS 40, no VM
4477769 | U MI CIT | LEVEL 9 | IDF 9-438C | 9-402 | NURSES STATION | 6 |  | 3 |  |  | PHONE/WORKSTATION |  |  |  | WIRED SPARE |  |  |  | SPARE | [15 empty] | NURSES STATION | 2024-09-09 |  | 2B | 2025-04-07 |  |  | Y | [14 empty] | WSIU3103 |  |  |  | 0 |  |  | 1 |  |  |  |  | 1 | [5 empty] | 2 |  |  |  | 1 | 0 |  | 0 | [24 empty] | 0 |  |  |  | 8811 | [7 empty] | New DID, CSS 40, no VM
4477687 | U MI CIT | LEVEL 9 | IDF 9-438C | 9-402 | NURSES STATION | 8 |  | 3 |  |  | PHONE/WORKSTATION |  |  |  | WIRED SPARE |  |  |  | SPARE | [15 empty] | NURSES STATION | 2024-09-09 |  | 2B | 2025-04-07 |  |  | Y | [14 empty] | WSIU3184 |  |  |  | 0 |  |  |  | 1 | 1 | [12 empty] | 1 | 0 |  | 0 |  |  | 1 | [21 empty] | 0 |  |  |  | 8811 | [7 empty] | New DID, CSS 40, no VM
4486943 | U MI CIT | LEVEL 9 | IDF 9-122C | 9-206 | TEAM ROOM | 2 |  | 3 |  |  | WIRED SPARE |  |  |  | WIRED SPARE |  |  |  | WIRED SPARE | [15 empty] | PAVILION CORE TEAM | 2024-09-19 |  | 2B | 2025-04-07 | [21 empty] | 0 | [18 empty] | 0 |  | 0 | [24 empty] | 0
4487369 | U MI CIT | LEVEL 9 | IDF 9-122C | 9-206 | TEAM ROOM | 11 |  | 3 |  |  | WIRED SPARE |  |  |  | WIRED SPARE |  |  |  | WIRED SPARE | [15 empty] | PAVILION CORE TEAM | 2024-09-19 |  | 2B | 2025-04-07 | [21 empty] | 0 | [18 empty] | 0 |  | 0 | [24 empty] | 0
4481309 | U MI CIT | LEVEL 9 | IDF 9-438C | 9-402A | ADMIN | 1 |  | 3 |  |  | PHONE/WORKSTATION |  |  |  | WIRED SPARE |  |  |  | SPARE | [15 empty] | UNIVERSAL PATIENT STAFF | 2024-03-19 |  | 2B | 2025-04-07 |  |  | Y | [14 empty] | Intune |  |  |  | 0 |  | 1 | [8 empty] | 1 | 1 |  | 2 |  |  |  | 1 | 0 |  | 0 | [24 empty] | 0 |  |  |  | 8811 | [7 empty] | New DID, CSS 40, VM Yes
4481229 | U MI CIT | LEVEL 9 | IDF 9-438C | 9-402B | OFFICE, NM | 1 |  | 3 |  |  | PHONE/WORKSTATION |  |  |  | WIRED SPARE |  |  |  | SPARE | [15 empty] | UNIVERSAL PATIENT STAFF | 2024-03-19 |  | 2B | 2025-04-07 |  |  | Y | [14 empty] | Intune |  |  |  | 0 |  | 1 | [8 empty] | 1 | 1 |  | 2 |  |  |  | 1 | 0 |  | 0 | [24 empty] | 0 |  |  |  | 8811 | [7 empty] | New DID, CSS 40, VM Yes
4481209 | U MI CIT | LEVEL 9 | IDF 9-438C | 9-402D | OFFICE, SUPVSR | 1 |  | 3 |  |  | PHONE/WORKSTATION |  |  |  | WIRED SPARE |  |  |  | SPARE | [15 empty] | UNIVERSAL PATIENT STAFF | 2024-03-19 |  | 2B | 2025-04-07 |  |  | Y | [14 empty] | Intune |  |  |  | 0 |  | 1 | [8 empty] | 1 | 1 |  | 2 |  |  |  | 1 | 0 |  | 0 | [24 empty] | 0 |  |  |  | 8811 | [7 empty] | New DID, CSS 40, VM Yes
4480676 | U MI CIT | LEVEL 9 | IDF 9-438C | 9-402F | OFFICE CNS / EDU | 2 |  | 3 |  |  | PHONE/WORKSTATION |  |  |  | WIRED SPARE |  |  |  | SPARE | [15 empty] | UNIVERSAL PATIENT STAFF | 2024-03-19 |  | 2B | 2025-04-07 |  |  | Y | [14 empty] | Intune |  |  |  | 0 |  | 1 | [8 empty] | 1 | 1 |  | 2 |  |  |  | 1 | 0 |  | 0 | [24 empty] | 0 |  |  |  | 8811 | [7 empty] | New DID, CSS 40, VM Yes
4480475 | U MI CIT | LEVEL 9 | IDF 9-438C | 9-402F | OFFICE CNS / EDU | 1 |  | 3 |  |  | PHONE/WORKSTATION |  |  |  | PRINTER |  |  |  | FAX | [15 empty] | UNIVERSAL PATIENT STAFF | 2024-03-19 |  | 2B | 2025-04-07 |  |  | Y | [14 empty] | Intune |  | PRT-PAV0908 |  | 0 |  | 1 | [8 empty] | 1 | 1 |  | 2 |  |  |  | 1 | 0 |  | 0 | [13 empty] | 1 | [10 empty] | 0 |  |  |  | 8811 |  |  |  |  | ANLG-FAX |  |  | New DID, CSS 40, VM Yes / Fax - New DID, CSS 40, VM No
10812598 | U MI CIT | LEVEL 9 | IDF 9-438C | 9-406 | TEAM ROOM | 2 |  | 3 |  |  | PHONE/WORKSTATION |  |  |  | WIRED SPARE |  |  |  | SPARE | [15 empty] | PAVILION CORE TEAM | 2024-09-19 |  | 2B | 2025-04-07 |  |  | Y | [14 empty] | WSPV0031 |  |  |  | 0 |  |  |  | 1 |  | 1 | [8 empty] | 1 |  |  | 1 | 0 |  | 0 |  |  | 1 | [21 empty] | 0 |  |  |  | 8811 | [7 empty] | New DID, CSS 40, no VM
10812554 | U MI CIT | LEVEL 9 | IDF 9-438C | 9-406 | TEAM ROOM | 4 |  | 3 |  |  | PHONE/WORKSTATION |  |  |  | WIRED SPARE |  |  |  | SPARE | [15 empty] | PAVILION CORE TEAM | 2024-09-19 |  | 2B | 2025-04-07 |  |  | Y | [14 empty] | WSPV0032 |  |  |  | 0 |  |  |  | 1 |  | 1 | [8 empty] | 1 |  |  | 1 | 0 |  | 0 |  |  | 1 | [21 empty] | 0 |  |  |  | 8811 | [7 empty] | New DID, CSS 40, no VM
4481269 | U MI CIT | LEVEL 9 | IDF 9-438C | 9-406 | TEAM ROOM | 8 |  | 3 |  |  | PHONE/WORKSTATION |  |  |  | WIRED SPARE |  |  |  | SPARE | [15 empty] | PAVILION CORE TEAM | 2024-09-19 |  | 2B | 2025-04-07 |  |  | Y | [14 empty] | WSPV0033 |  |  |  | 0 |  |  |  | 1 |  | 1 | [8 empty] | 1 |  |  | 1 | 0 |  | 0 |  |  | 1 | [21 empty] | 0 |  |  |  | 8811 | [7 empty] | New DID, CSS 40, no VM
4481189 | U MI CIT | LEVEL 9 | IDF 9-438C | 9-406 | TEAM ROOM | 11 |  | 3 |  |  | PHONE/WORKSTATION |  |  |  | WIRED SPARE |  |  |  | SPARE | [15 empty] | PAVILION CORE TEAM | 2024-09-19 |  | 2B | 2025-04-07 |  |  | Y | [14 empty] | WSPV0034 |  |  |  | 0 |  |  |  | 1 |  | 1 | [8 empty] | 1 |  |  | 1 | 0 |  | 0 |  |  | 1 | [21 empty] | 0 |  |  |  | 8811 | [7 empty] | New DID, CSS 40, no VM
4481095 | U MI CIT | LEVEL 9 | IDF 9-438C | 9-406 | TEAM ROOM | 13 |  | 3 |  |  | PHONE/WORKSTATION |  |  |  | WIRED SPARE |  |  |  | SPARE | [15 empty] | PAVILION CORE TEAM | 2024-09-19 |  | 2B | 2025-04-07 |  |  | Y | [14 empty] | WSPV0035 |  |  |  | 0 |  |  |  | 1 |  | 1 | [8 empty] | 1 |  |  | 1 | 0 |  | 0 |  |  | 1 | [21 empty] | 0 |  |  |  | 8811 | [7 empty] | New DID, CSS 40, no VM
10812685 | U MI CIT | LEVEL 9 | IDF 9-438C | 9-406 | TEAM ROOM | 16 |  | 3 |  |  | PHONE/WORKSTATION |  |  |  | WIRED SPARE |  |  |  | SPARE | [15 empty] | PAVILION CORE TEAM | 2024-09-19 |  | 2B | 2025-04-07 |  |  | Y | [14 empty] | WSPV0036 |  |  |  | 0 |  |  |  | 1 |  | 1 | [8 empty] | 1 |  |  | 1 | 0 |  | 0 |  |  | 1 | [21 empty] | 0 |  |  |  | 8811 | [7 empty] | New DID, CSS 40, no VM
4481781 | U MI CIT | LEVEL 9 | IDF 9-438C | 9-417 | COMMUNAL TEAMING | 4 |  | 3 |  |  | PHONE |  |  |  | WIRED SPARE |  |  |  | SPARE | [15 empty] | PAVILION CORE TEAM | 2024-11-25 |  | 2B | 2025-04-07 |  |  | Y | [18 empty] | 0 | [18 empty] | 0 |  | 0 | [24 empty] | 0 |  |  |  | 8811 | [7 empty] | New DID, CSS 40, no VM
4378033 | U MI CIT | LEVEL 3 | IDF 3-238C | 3-212 | ANESTHESIA INDUCTION ROOM | 1 |  | AV |  |  | MEDICAL DIGITAL SIGN MONITORING |  |  |  | MEDICAL DIGITAL SIGN CORE PC | [19 empty] | PAVILION CORE TEAM | 2024-09-25 | [13 empty] | PERI-OP | MD | timeout board | [8 empty] | 0 | [18 empty] | 0 |  | 0 | [24 empty] | 0 | [11 empty] | timeout board
4377334 | U MI CIT | LEVEL 3 | IDF 3-238C | 3-212 | ANESTHESIA INDUCTION ROOM | 2 |  | 3 |  |  | WIRED SPARE |  |  |  | WIRED SPARE |  |  |  | WIRED SPARE | [15 empty] | ANESTHESIA | 2024-09-25 | [24 empty] | 0 | [18 empty] | 0 |  | 0 | [24 empty] | 0
4377296 | U MI CIT | LEVEL 3 | IDF 3-238C | 3-212 | ANESTHESIA INDUCTION ROOM | 3 |  | 3 |  |  | WIRED SPARE |  |  |  | WIRED SPARE |  |  |  | WIRED SPARE | [15 empty] | ANESTHESIA | 2024-09-25 | [24 empty] | 0 | [18 empty] | 0 |  | 0 | [24 empty] | 0
4827997 | U MI CIT | LEVEL 6 | IDF 6-304C | 6-336 | OPERATING ROOM, NEURO | 22 |  | AS |  |  | PHONE |  |  |  | WIRED SPARE |  |  |  | WORKSTATION | [7 empty] | PHYSIO MONITOR | [7 empty] | OR | 2024-11-25 | OR 4 |  |  |  |  | Y | [18 empty] | 0 | [18 empty] | 0 |  | 0 | [24 empty] | 0 | [8 empty] | ANLG-CPE |  |  | New shared DID in OR, CSS 40,no VM (ANES) | AEI approved change in IDF room from 6-238C to 6-403C
4377188 | U MI CIT | LEVEL 3 | IDF 3-238C | 3-212 | ANESTHESIA INDUCTION ROOM | 5 |  | 3 |  |  | WIRED SPARE |  |  |  | WIRED SPARE |  |  |  | WIRED SPARE | [15 empty] | ANESTHESIA | 2024-09-25 | [24 empty] | 0 | [18 empty] | 0 |  | 0 | [24 empty] | 0
4377146 | U MI CIT | LEVEL 3 | IDF 3-238C | 3-212 | ANESTHESIA INDUCTION ROOM | 7 |  | 3 |  |  | Pyxis Anesthesia (NPA01) |  |  |  | Pyxis Anesthesia Codonics (NPA01P) |  |  |  | WIRED SPARE | [15 empty] | ANESTHESIA | 2024-09-25 | [24 empty] | 0 | [18 empty] | 0 |  | 0 | [24 empty] | 0
7042085 | U MI CIT | LEVEL 6 | IDF 6-304C | 6-336 | OPERATING ROOM, NEURO | 29 |  | AS |  |  | PHONE |  |  |  | WIRED SPARE |  |  |  | WORKSTATION | [7 empty] | PHYSIO MONITOR | [7 empty] | OR | 2024-11-25 | OR 4 |  |  |  |  | Y | [12 empty] | 1 | anest. boom flush mount for micro cpu, 24-inch Dell monitor, 24-inch ELO monitor, wireless BCMA scanner, keyboard and mouse |  |  |  |  | 0 |  |  |  | 1 |  |  | 1 | [6 empty] | 1 |  | 1 |  |  | 0 | 1 | 0 |  | 1 | 1 | [21 empty] | 0 | [8 empty] | ANLG-CPE |  |  | New shared DID in OR, CSS 40,no VM (ANES) | AEI approved change in IDF room from 6-238C to 6-403C
4377918 | U MI CIT | LEVEL 3 | IDF 3-238C | 3-212 | ANESTHESIA INDUCTION ROOM | 9 |  | 3 |  |  | WIRED SPARE |  |  |  | WIRED SPARE |  |  |  | WIRED SPARE | [15 empty] | ANESTHESIA | 2024-09-25 | [24 empty] | 0 | [18 empty] | 0 |  | 0 | [24 empty] | 0
4376996 | U MI CIT | LEVEL 3 | IDF 3-238C | 3-212 | ANESTHESIA INDUCTION ROOM | 10 |  | 3 |  |  | WIRED SPARE |  |  |  | WIRED SPARE |  |  |  | WIRED SPARE | [15 empty] | ANESTHESIA | 2024-09-25 | [24 empty] | 0 | [18 empty] | 0 |  | 0 | [24 empty] | 0
10646741 | U MI CIT | LEVEL 3 | IDF 3-238C | 3-212 | ANESTHESIA INDUCTION ROOM | 11 |  | AS |  |  | WORKSTATION |  |  |  | LABEL PRINTER |  |  |  | WIRED SPARE |  |  |  | WIRED SPARE |  |  |  | WIRED SPARE |  |  |  | WIRED SPARE |  |  |  | ANESTHESIA | 2024-09-25 | [18 empty] | 1 | flush mount for micro cpu, 24-inch Dell monitor, wireless BCMA scanner, keyboard and mouse | WSAN0640 |  | PRT-PAV0329 |  | 0 |  |  |  | 1 |  | 1 | [7 empty] | 1 |  |  |  |  | 0 | 1 | 0 |  |  | 1 | [20 empty] | 1 | 0
5195348 | U MI CIT | LEVEL 6 | IDF 6-304C | 6-313 | ANESTHESIA INDUCTION ROOM | 6 |  | AV |  |  | MEDICAL DIGITAL SIGN MONITORING |  |  |  | MEDICAL DIGITAL SIGN CORE PC | [19 empty] | PAVILION CORE TEAM | 2024-09-25 | [13 empty] | PERI-OP | OR TimeOut | [9 empty] | 0 | [18 empty] | 0 |  | 0 | [24 empty] | 0
3853467 | U MI CIT | LEVEL 6 | IDF 6-304C | 6-313 | ANESTHESIA INDUCTION ROOM | 8 |  | CAM |  |  | PATIENT CAMERA | [23 empty] | PATIENT CAMERA | 2024-09-25 | [24 empty] | 0 | [18 empty] | 0 |  | 0 | [24 empty] | 0
4446097 | U MI CIT | LEVEL 6 | IDF 6-304C | 6-313 | ANESTHESIA INDUCTION ROOM | 1 |  | 4 |  |  | WORKSTATION |  |  |  | LABEL PRINTER |  |  |  | SPARE | [15 empty] | ANESTHESIA | 2024-09-25 | [18 empty] | 1 | flush mount for micro cpu, 24-inch Dell monitor, wireless BCMA scanner, keyboard and mouse |  |  | PRT-PAV0639 |  | 0 |  |  |  | 1 |  | 1 | [7 empty] | 1 |  |  |  |  | 0 | 1 | 0 |  |  | 1 | [20 empty] | 1 | 0
4446153 | U MI CIT | LEVEL 6 | IDF 6-304C | 6-313 | ANESTHESIA INDUCTION ROOM | 2 |  | 3 |  |  | WIRED SPARE |  |  |  | WIRED SPARE |  |  |  | WIRED SPARE | [15 empty] | ANESTHESIA | 2024-09-25 | [24 empty] | 0 | [18 empty] | 0 |  | 0 | [24 empty] | 0
4828020 | U MI CIT | LEVEL 6 | IDF 6-304C | 6-338 | OPERATING ROOM, NEURO | 22 |  | AS |  |  | PHONE |  |  |  | WIRED SPARE |  |  |  | WORKSTATION | [7 empty] | PHYSIO MONITOR | [7 empty] | OR | 2024-11-25 | OR 2 |  |  |  |  | Y | [18 empty] | 0 | [18 empty] | 0 |  | 0 | [24 empty] | 0 | [8 empty] | ANLG-CPE |  |  | New shared DID in OR, CSS 40,no VM (ANES) | AEI approved change in IDF room from 6-238C to 6-403C
4444162 | U MI CIT | LEVEL 6 | IDF 6-304C | 6-313 | ANESTHESIA INDUCTION ROOM | 4 |  | 3 |  |  | Pyxis Anesthesia (NPA01) |  |  |  | Pyxis Anesthesia Codonics (NPA01P) |  |  |  | SPARE | [15 empty] | ANESTHESIA | 2024-09-25 | [24 empty] | 0 | [18 empty] | 0 |  | 0 | [24 empty] | 0
4444204 | U MI CIT | LEVEL 6 | IDF 6-304C | 6-313 | ANESTHESIA INDUCTION ROOM | 5 |  | 3 |  |  | WIRED SPARE |  |  |  | WIRED SPARE |  |  |  | WIRED SPARE | [15 empty] | ANESTHESIA | 2024-09-25 | [24 empty] | 0 | [18 empty] | 0 |  | 0 | [24 empty] | 0
4444224 | U MI CIT | LEVEL 6 | IDF 6-304C | 6-313 | ANESTHESIA INDUCTION ROOM | 7 |  | 3 |  |  | WIRED SPARE |  |  |  | WIRED SPARE |  |  |  | WIRED SPARE | [15 empty] | ANESTHESIA | 2024-09-25 | [24 empty] | 0 | [18 empty] | 0 |  | 0 | [24 empty] | 0
6569863 | U MI CIT | LEVEL 3 | IDF 3-304C | 3-514 | FAC MGR OFFICE | 1 |  | 3 |  |  | PHONE/WORKSTATION |  |  |  | WIRED SPARE |  |  |  | SPARE | [15 empty] | RUSTY EMAIL | 2024-09-30 | [5 empty] | Y | [18 empty] | 0 | [18 empty] | 0 |  | 0 | [24 empty] | 0 |  |  |  | 8811 | [7 empty] | New DID, CSS 40, VM Yes
6569810 | U MI CIT | LEVEL 3 | IDF 3-304C | 3-516 | ADULT HOSP ADMINISTRATOR | 1 |  | 3 |  |  | PHONE/WORKSTATION |  |  |  | WIRED SPARE |  |  |  | SPARE | [15 empty] | RUSTY EMAIL | 2024-09-30 | [5 empty] | Y | [18 empty] | 0 | [18 empty] | 0 |  | 0 | [24 empty] | 0 |  |  |  | 8811 | [7 empty] | New DID, CSS 40, VM Yes
10908485 | U MI CIT | LEVEL 3 | IDF 3-304C | 3-516 | ADULT HOSP ADMINISTRATOR | 3 |  | 3 |  |  | PHONE/WORKSTATION |  |  |  | WIRED SPARE |  |  |  | SPARE | [15 empty] | RUSTY EMAIL | 2024-09-30 | [5 empty] | Y | [18 empty] | 0 | [18 empty] | 0 |  | 0 | [24 empty] | 0 |  |  |  | 8811 | [7 empty] | New DID, CSS 40, VM Yes
4437993 | U MI CIT | LEVEL 6 | IDF 6-304C | 6-315K | MRI CONTROL | 4 |  | 3 |  |  | PHONE/WORKSTATION |  |  |  | WIRED SPARE |  |  |  | SPARE | [15 empty] | PAVILION CORE TEAM | 2024-10-01 | [5 empty] | Y | [18 empty] | 0 |  |  | 1 |  |  |  |  | 1 | [5 empty] | 2 |  |  |  | 1 | 0 |  | 0 | [24 empty] | 0 |  |  |  | 8811 | [7 empty] | New DID, CSS 40, no VM
4437933 | U MI CIT | LEVEL 6 | IDF 6-304C | 6-315K | MRI CONTROL | 9 |  | 3 |  |  | PHONE |  |  |  | WIRED SPARE |  |  |  | SPARE | [15 empty] | PAVILION CORE TEAM | 2024-10-01 | [5 empty] | Y | [18 empty] | 0 | [18 empty] | 0 |  | 0 | [24 empty] | 0 |  |  |  | 8811 | [7 empty] | New DID, CSS 40, no VM
4438176 | U MI CIT | LEVEL 6 | IDF 6-304C | 6-315K | MRI CONTROL | 1 |  | 3 |  |  | PHONE/WORKSTATION |  |  |  | WIRED SPARE |  |  |  | SPARE | [15 empty] | PAVILION CORE TEAM | 2024-10-01 | [5 empty] | Y | [18 empty] | 0 |  |  | 1 |  |  |  |  | 1 | [5 empty] | 2 |  |  |  | 1 | 0 |  | 0 | [18 empty] | 2 | 1 |  |  |  |  | 0 |  |  |  | 8811 | [7 empty] | New DID, CSS 40, no VM
4437893 | U MI CIT | LEVEL 6 | IDF 6-304C | 6-315K | MRI CONTROL | 14 |  | 3 |  |  | PHONE/WORKSTATION |  |  |  | WIRED SPARE |  |  |  | SPARE | [15 empty] | PAVILION CORE TEAM | 2024-10-01 | [5 empty] | Y | [18 empty] | 0 |  |  | 1 |  |  |  |  | 1 | [5 empty] | 2 |  |  |  | 1 | 0 |  | 0 | [24 empty] | 0 |  |  |  | 8811 | [7 empty] | New DID, CSS 40, no VM
10545835 | U MI CIT | LEVEL 6 | IDF 6-304C | 6-315K | MRI CONTROL | 18 |  | 3 |  |  | WORKSTATION |  |  |  | PRINTER |  |  |  | SPARE | [16 empty] | 2024-10-01 | [24 empty] | 0 | [18 empty] | 0 |  | 0 | [24 empty] | 0
10545991 | U MI CIT | LEVEL 6 | IDF 6-304C | 6-315K | MRI CONTROL | 19 |  | 3 |  |  | WORKSTATION |  |  |  | PRINTER |  |  |  | SPARE | [16 empty] | 2024-10-01 | [24 empty] | 0 | [18 empty] | 0 |  | 0 | [24 empty] | 0
10548234 | U MI CIT | LEVEL 6 | IDF 6-304C | 6-315K | MRI CONTROL | 21 |  | 3 |  |  | WORKSTATION |  |  |  | PRINTER |  |  |  | SPARE | [16 empty] | 2024-10-01 | [24 empty] | 0 | [18 empty] | 0 |  | 0 | [24 empty] | 0
10548158 | U MI CIT | LEVEL 6 | IDF 6-304C | 6-315K | MRI CONTROL | 22 |  | 3 |  |  | WORKSTATION |  |  |  | PRINTER |  |  |  | SPARE | [16 empty] | 2024-10-01 | [24 empty] | 0 | [18 empty] | 0 |  | 0 | [24 empty] | 0
4697584 | U MI CIT | LEVEL 4 | IDF 4-122C | 4-101A | WORKSTATION, CLERK | 1 |  | 3 |  |  | PHONE/WORKSTATION |  |  |  | PRINTER |  |  |  | LABEL PRINTER | [15 empty] | OR | 2024-10-03 | [5 empty] | Y | [14 empty] | wsor0805 |  | PRT-PAV0422 | PRT-PAV0423 | 0 |  |  | 1 |  |  |  |  | 1 | [5 empty] | 2 |  |  |  | 1 | 0 |  | 0 | [6 empty] | 1 |  |  |  |  | 1 | [9 empty] | 2 |  |  | 0 |  |  |  | 8811 | [7 empty] | New DID, CSS 40, VM Yes, put xerox on back wall on furniture, long cable
4703959 | U MI CIT | LEVEL 4 | IDF 4-238C | 4-439 | INFORMATICS COORDINATOR | 1 |  | 3 |  |  | PHONE/WORKSTATION |  |  |  | WIRED SPARE |  |  |  | SPARE | [15 empty] | PERIOP SERVICES | 2024-10-03 | [5 empty] | Y | [14 empty] | wsor0796 |  |  |  | 0 |  |  | 1 |  |  |  |  | 1 | [5 empty] | 2 |  |  |  | 1 | 0 |  | 0 | [24 empty] | 0 |  |  |  | 8811 | [7 empty] | New DID, CSS 40, VM Yes
4704025 | U MI CIT | LEVEL 4 | IDF 4-238C | 4-439 | INFORMATICS COORDINATOR | 2 |  | 3 |  |  | PHONE/WORKSTATION |  |  |  | WIRED SPARE |  |  |  | SPARE | [15 empty] | PERIOP SERVICES | 2024-10-03 | [5 empty] | y | [14 empty] | wsor0797 |  |  |  | 0 |  |  | 1 |  |  |  |  | 1 | [5 empty] | 2 |  |  |  | 1 | 0 |  | 0 | [24 empty] | 0 |  |  |  | 8811 | [7 empty] | New DID, CSS 40, VM Yes
6993848 | U MI CIT | LEVEL 6 | IDF 6-304C | 6-404 | CHARGE NURSES STATION | 10 |  | 3 |  |  | PHONE/WORKSTATION |  |  |  | WIRED SPARE |  |  |  | SPARE | [15 empty] | Nurses Station Review | 2024-10-03 | [5 empty] | Y | [18 empty] | 0 |  |  | 1 |  |  |  |  | 1 | [5 empty] | 2 |  |  |  | 1 | 0 |  | 0 | [24 empty] | 0 |  |  |  | 8811 | [7 empty] | New DID, CSS 40, VM No
6993910 | U MI CIT | LEVEL 6 | IDF 6-304C | 6-404 | NURSES STATION | 4 |  | 3 |  |  | WORKSTATION |  |  |  | WIRED SPARE |  |  |  | SPARE | [15 empty] | Nurses Station Review | 2024-10-03 | [20 empty] | WSIU3565 |  |  |  | 0 |  |  |  | 1 |  | 1 | [7 empty] | 1 |  |  |  | 1 | 0 |  | 0 |  |  | 1 | [21 empty] | 0
6993882 | U MI CIT | LEVEL 6 | IDF 6-304C | 6-404 | NURSES STATION | 6 |  | 3 |  |  | WORKSTATION |  |  |  | WIRED SPARE |  |  |  | SPARE | [15 empty] | Nurses Station Review | 2024-10-03 | [20 empty] | WSIU3567 |  |  |  | 0 |  |  |  | 1 |  | 1 | [7 empty] | 1 |  |  |  | 1 | 0 |  | 0 |  |  | 1 | [21 empty] | 0
6993868 | U MI CIT | LEVEL 6 | IDF 6-304C | 6-404 | NURSES STATION | 12 |  | 3 |  |  | WORKSTATION |  |  |  | WIRED SPARE |  |  |  | SPARE | [15 empty] | Nurses Station Review | 2024-10-03 | [20 empty] | WSIU3570 |  |  |  | 0 | [18 empty] | 0 |  | 0 | [24 empty] | 0
10876132 | U MI CIT | LEVEL 6 | IDF 6-304C | 6-404 | NURSES STATION | 13 |  | 3 |  |  | WORKSTATION |  |  |  | LABEL PRINTER |  |  |  | SPARE | [15 empty] | Nurses Station Review | 2024-10-03 | [20 empty] | WSIU3571 |  | PRT-PAV0628 |  | 0 | [18 empty] | 0 |  | 0 | [21 empty] | 1 |  |  | 0
10530975 | U MI CIT | LEVEL 7 | IDF 7-304C | 7-401AA | WORKSTATIONS, EDUC. OR NURSE COORD. | 1 |  | 3 |  |  | PHONE/WORKSTATION |  |  |  | LABEL PRINTER |  |  |  | SPARE | [15 empty] | PERIOP ADMIN | 2024-10-04 | [5 empty] | Y | [18 empty] | 0 |  |  | 2 |  |  |  |  | 1 |  |  | 2 | 1 |  | 2 |  |  |  | 1 | 0 |  | 0 | [19 empty] | 1 |  | 1 |  |  | 0 |  |  |  | 8811 | [7 empty] | New DID, CSS 40, VM Yes, iPad with Canto | 2/18/25 denroth
10531043 | U MI CIT | LEVEL 7 | IDF 7-304C | 7-401AA | WORKSTATIONS, EDUC. OR NURSE COORD. | 2 |  | 3 |  |  | PHONE/WORKSTATION |  |  |  | WIRED SPARE |  |  |  | SPARE | [15 empty] | PERIOP ADMIN | 2024-10-04 | [5 empty] | Y | [18 empty] | 0 |  |  | 2 |  |  |  |  | 1 |  |  | 1 | 1 |  | 2 |  |  |  | 1 | 0 |  | 0 | [24 empty] | 0 |  |  |  | 8811 | [7 empty] | New DID, CSS 40, VM Yes | 2/18/25 denroth
8337342 | U MI CIT | LEVEL 7 | IDF 7-304C | 7-401R | RESEARCH HUB | 1 |  | 3 |  |  | WORKSTATION |  |  |  | WIRED SPARE |  |  |  | SPARE | [15 empty] | PAVILION CORE TEAM | 2024-10-04 | [24 empty] | 0 |  |  |  | 1 |  | 1 | [7 empty] | 2 |  |  |  | 1 | 0 |  | 0 | [24 empty] | 0
4514173 | U MI CIT | LEVEL 6 | IDF 6-304C | 6-505B | PREIOP ADMIN CLERK | 3 |  | 3 |  |  | PHONE/WORKSTATION |  |  |  | ANLG-RED PHONE |  |  |  | LABEL PRINTER | [15 empty] | OR | 2024-10-07 | [5 empty] | Y | [14 empty] | WSOR0811 |  | PRT-PAV0630 | PRT-PAV0631 | 0 |  |  | 1 |  |  |  |  | 1 | [5 empty] | 2 |  |  |  | 1 | 0 |  | 0 | [6 empty] | 1 | [14 empty] | 2 |  |  | 0 |  |  |  | 8811 |  |  |  | RED PHONE |  |  |  | New DID, CSS 0, no VM, RED PHONE
4514092 | U MI CIT | LEVEL 6 | IDF 6-304C | 6-505B | WORKSTATION | 2 |  | 3 |  |  | WIRED SPARE |  |  |  | WIRED SPARE |  |  |  | WIRED SPARE | [15 empty] | PERIOP ADMIN | 2024-10-07 | [24 empty] | 0 |  |  |  | 1 |  | 1 | [7 empty] | 1 |  |  |  | 1 | 0 |  | 0 |  |  | 1 | [21 empty] | 0
4609159 | U MI CIT | LEVEL 7 | IDF 7-304C | 7-401H | ASSOCIATE CHIEF NURSING OFFICE | 1 |  | 3 |  |  | WIRED SPARE |  |  |  | WIRED SPARE |  |  |  | WIRED SPARE | [15 empty] | PERIOP ADMIN | 2024-10-09 | [24 empty] | 0 | [18 empty] | 0 |  | 0 | [24 empty] | 0
4609151 | U MI CIT | LEVEL 7 | IDF 7-304C | 7-401H | ASSOCIATE CHIEF NURSING OFFICE | 2 |  | 3 |  |  | PHONE/WORKSTATION |  |  |  | WIRED SPARE |  |  |  | SPARE | [15 empty] | PERIOP ADMIN | 2024-10-09 | [5 empty] | Y | [18 empty] | 0 | [18 empty] | 0 |  | 0 | [24 empty] | 0 |  |  |  | 8811 | [7 empty] | New DID, CSS 40, VM Yes
4609167 | U MI CIT | LEVEL 7 | IDF 7-304C | 7-401K | ASSOCIATE CHIEF NURSING OFFICE | 3 |  | 3 |  |  | PHONE/WORKSTATION |  |  |  | WIRED SPARE |  |  |  | SPARE | [15 empty] | PERIOP ADMIN | 2024-10-09 | [24 empty] | 0 |  |  | 2 |  |  |  |  | 1 |  |  | 1 | 1 |  | 2 |  |  |  | 1 | 0 |  | 0 | [24 empty] | 0 |  |  |  | 8811 | [7 empty] | New DID, CSS 40, VM Yes
8491151 | U MI CIT | LEVEL 6 | IDF 6-304C | 6-424 | CLINICAL WORKSTATION | 3 |  | 3 |  |  | WORKSTATION |  |  |  | WIRED SPARE |  |  |  | SPARE | [15 empty] | Pre-Op PACU 4 and 6 | 2024-10-10 | [20 empty] | WSIU3561 |  |  |  | 0 |  |  |  | 1 |  | 1 | [7 empty] | 1 |  |  |  | 1 | 0 |  | 0 |  |  | 1 | [21 empty] | 0
8491271 | U MI CIT | LEVEL 6 | IDF 6-304C | 6-424 | CLINICAL WORKSTATION | 7 |  | 3 |  |  | PHONE/WORKSTATION |  |  |  | WIRED SPARE |  |  |  | SPARE | [15 empty] | Pre-Op PACU 4 and 6 | 2024-10-10 | [5 empty] | Y | [14 empty] | WSIU3563 |  |  |  | 0 |  |  |  | 1 |  | 1 | [7 empty] | 1 |  |  |  | 1 | 0 |  | 0 |  |  | 1 | [21 empty] | 0 |  |  |  | 8811 | [7 empty] | New DID, CSS 40, No VM
8491098 | U MI CIT | LEVEL 6 | IDF 6-304C | 6-424 | CLINICAL WORKSTATION CHARGE | 1 |  | 3 |  |  | PHONE/WORKSTATION |  |  |  | PRINTER |  |  |  | ANLG-RED PHONE | [15 empty] | Pre-Op PACU 4 and 6 | 2024-10-10 | [5 empty] | y | [14 empty] | WSIU3560 |  |  |  | 0 |  |  | 1 |  |  |  |  | 1 | [5 empty] | 2 |  |  |  | 1 | 0 |  | 0 | [24 empty] | 0 |  |  |  | 8811 |  |  |  | RED PHONE |  |  |  | New DID, CSS 40, VM yes, PRINTER (ADD), RED PHONE
5522972 | U MI CIT | LEVEL 11 | IDF 11-334C | 11-114 | IMAGING WORKROOM | 1 |  | 3 |  |  | WORKSTATION |  |  |  | WIRED SPARE |  |  |  | SPARE | [15 empty] | RADIOLOGY | 2024-10-14 |  | 3 | 2025-05-19 | [17 empty] | WSRD1429 |  |  |  | 0 |  |  |  | 1 |  | 1 | [7 empty] | 1 |  |  |  | 1 | 0 |  | 0 |  |  | 1 | [21 empty] | 0
5522932 | U MI CIT | LEVEL 11 | IDF 11-334C | 11-114 | IMAGING WORKROOM | 2 |  | 3 |  |  | PHONE/WORKSTATION |  |  |  | WIRED SPARE |  |  |  | SPARE | [15 empty] | RADIOLOGY | 2024-10-14 |  | 3 | 2025-05-19 |  |  | Y | [14 empty] | WSRD1430 |  |  |  | 0 |  |  |  | 1 |  | 1 | [7 empty] | 1 |  |  |  | 1 | 0 |  | 0 |  |  | 1 | [21 empty] | 0 |  |  |  | 8811 | [7 empty] | New DID, CSS 40, no VM
5522866 | U MI CIT | LEVEL 11 | IDF 11-334C | 11-114 | IMAGING WORKROOM | 3 |  | 3 |  |  | WORKSTATION |  |  |  | WIRED SPARE |  |  |  | SPARE | [15 empty] | RADIOLOGY | 2024-10-14 |  | 3 | 2025-05-19 | [17 empty] | WSRD1431 |  |  |  | 0 |  |  |  | 1 |  | 1 | [7 empty] | 1 |  |  |  | 1 | 0 |  | 0 |  |  | 1 | [21 empty] | 0
4386108 | U MI CIT | LEVEL 3 | IDF 3-122C | 3-125 | TECH WORK | 1 |  | 3 |  |  | PHONE/WORKSTATION |  |  |  | WIRED SPARE |  |  |  | SPARE | [15 empty] | RADIOLOGY NIR-MR-OR | 2024-10-14 | [5 empty] | Y | [14 empty] | DTPV0301 |  | PRT-PAV0325 |  | 0 |  |  |  | 1 |  | 1 | [7 empty] | 1 |  |  |  | 1 | 0 |  | 0 | [14 empty] | 1 | [9 empty] | 0 | 1 |  |  | 8811 | [7 empty] | New DID, CSS 40, no VM
4386229 | U MI CIT | LEVEL 3 | IDF 3-122C | 3-125 | TECH WORK | 2 |  | 3 |  |  | PHONE/WORKSTATION |  |  |  | WIRED SPARE |  |  |  | SPARE | [15 empty] | RADIOLOGY NIR-MR-OR | 2024-10-14 | [5 empty] | Y | [14 empty] | WSPV0146 |  |  |  | 0 |  |  |  | 1 |  | 1 | [7 empty] | 1 |  |  |  | 1 | 0 |  | 0 | [24 empty] | 0 |  |  |  | 8811 | [7 empty] | New DID, CSS 40, no VM
4386142 | U MI CIT | LEVEL 3 | IDF 3-122C | 3-125 | TECH WORK | 3 |  | 3 |  |  | PHONE/WORKSTATION |  |  |  | WIRED SPARE |  |  |  | SPARE | [15 empty] | RADIOLOGY NIR-MR-OR | 2024-10-14 | [5 empty] | Y | [14 empty] | WSPV0147 |  |  |  | 0 |  |  |  | 1 |  | 1 | [7 empty] | 1 |  |  |  | 1 | 0 |  | 0 | [24 empty] | 0 |  |  |  | 8811 | [7 empty] | New DID, CSS 40, no VM
4374742 | U MI CIT | LEVEL 3 | IDF 3-238C | 3-211B | TECH WORK AREA | 1 |  | 3 |  |  | WORKSTATION |  |  |  | FIBER-CAPSULE-P-P |  |  |  | SPARE | [15 empty] | RADIOLOGY-NIR-MR-OR | 2024-10-14 | [20 empty] | DTPV0302 |  |  |  | 0 |  |  |  | 1 |  | 1 | [7 empty] | 1 |  |  |  | 1 | 0 |  | 0 |  |  | 1 | [15 empty] | 1 | [5 empty] | 0 | 1 | [10 empty] | need seperate Downtime printer
4375500 | U MI CIT | LEVEL 3 | IDF 3-238C | 3-211D | MRI CONTROL /EQUIP | 3 |  | 3 |  |  | PHONE/WORKSTATION |  |  |  | FIBER-CAPSULE-P-P |  |  |  | SPARE | [15 empty] | RADIOLOGY NIR-MR-OR | 2024-10-14 | [5 empty] | Y | [14 empty] | WSRD1629 |  |  |  | 0 |  |  |  | 1 |  | 1 | [7 empty] | 1 |  |  |  | 1 | 0 |  | 0 |  |  | 1 | [15 empty] | 1 | [5 empty] | 0 |  |  |  | 8811 | [7 empty] | New DID, CSS 40, no VM
4375455 | U MI CIT | LEVEL 3 | IDF 3-238C | 3-211D | MRI CONTROL /EQUIP | 5 |  | 3 |  |  | WORKSTATION |  |  |  | WIRED SPARE |  |  |  | SPARE | [15 empty] | RADIOLOGY NIR-MR-OR | 2024-10-14 | [20 empty] | WSRD1631 |  |  |  | 0 |  |  |  | 1 |  | 1 | [7 empty] | 1 |  |  |  | 1 | 0 |  | 0 |  |  | 1 | [21 empty] | 0
4374942 | U MI CIT | LEVEL 3 | IDF 3-238C | 3-211D | MRI CONTROL /EQUIP | 10 |  | 3 |  |  | WORKSTATION |  |  |  | WIRED SPARE |  |  |  | SPARE | [15 empty] | RADIOLOGY NIR-MR-OR | 2024-10-14 | [20 empty] | WSRD1634 |  |  |  | 0 |  |  |  | 1 |  | 1 | [7 empty] | 1 |  |  |  | 1 | 0 |  | 0 |  |  | 1 | [21 empty] | 0
4369426 | U MI CIT | LEVEL 3 | IDF 3-238C | 3-219D | CT CONTROL | 2 |  | 3 |  |  | WORKSTATION |  |  |  | WIRED SPARE |  |  |  | SPARE | [15 empty] | Radiology NIR-MR-OR | 2024-10-14 | [20 empty] | WSRD1635 |  |  |  | 0 |  |  |  | 1 |  | 1 | [7 empty] | 1 |  |  |  | 1 | 0 |  | 0 |  |  | 1 | [21 empty] | 0 | [11 empty] | 9/26 not reviewed yet.
4361656 | U MI CIT | LEVEL 3 | IDF 3-238C | 3-219D | CT CONTROL | 6 |  | 3 |  |  | PHONE/WORKSTATION |  |  |  | WIRED SPARE |  |  |  | SPARE | [15 empty] | Radiology NIR-MR-OR | 2024-10-14 | [5 empty] | Y | [14 empty] | WSRD1639 |  |  |  | 0 |  |  |  | 1 |  | 1 | [7 empty] | 1 |  |  |  | 1 | 0 |  | 0 |  |  | 1 | [21 empty] | 0 |  |  |  | 8811 | [7 empty] | New DID, CSS 40, no VM
4361550 | U MI CIT | LEVEL 3 | IDF 3-238C | 3-219D | CT CONTROL | 8 |  | 3 |  |  | PHONE/WORKSTATION |  |  |  | WIRED SPARE |  |  |  | SPARE | [15 empty] | Radiology NIR-MR-OR | 2024-10-14 | [5 empty] | Y | [14 empty] | WSRD1491 |  |  |  | 0 |  |  |  | 1 |  | 1 | [7 empty] | 1 |  |  |  | 1 | 0 |  | 0 |  |  | 1 | [21 empty] | 0 |  |  |  | 8811 | [7 empty] | New DID, CSS 40, no VM
4361354 | U MI CIT | LEVEL 3 | IDF 3-238C | 3-221 | TECH WORK | 1 |  | 3 |  |  | PHONE/WORKSTATION |  |  |  | WIRED SPARE |  |  |  | SPARE | [15 empty] | Radiology NIR-MR-OR | 2024-10-14 | [5 empty] | Y | [14 empty] | WSPV0154 |  |  |  | 0 |  |  | 1 |  |  |  |  | 1 | [5 empty] | 2 |  |  |  | 1 | 0 |  | 0 | [24 empty] | 0 |  |  |  | 8811 | [7 empty] | New DID, CSS 40, no VM
4361424 | U MI CIT | LEVEL 3 | IDF 3-238C | 3-221 | TECH WORK | 2 |  | 3 |  |  | PHONE/WORKSTATION |  |  |  | WIRED SPARE |  |  |  | SPARE | [15 empty] | Radiology NIR-MR-OR | 2024-10-14 | [5 empty] | Y | [14 empty] | WSPV0155 | WSPV0156 |  |  | 0 |  |  | 2 |  |  |  |  | 2 | [5 empty] | 4 |  |  |  | 2 | 0 |  | 0 | [24 empty] | 0 |  |  |  | 8811 | [7 empty] | New DID, CSS 40, no VM
6670020 | U MI CIT | LEVEL 4 | IDF 4-122C | 4-113 | PATIENT OWNED EQUIPMENT | 1 |  | 3 |  |  | WIRED SPARE |  |  |  | WIRED SPARE |  |  |  | WIRED SPARE | [15 empty] | Periop Svcs | 2024-10-14 | [24 empty] | 0 | [18 empty] | 0 |  | 0 | [24 empty] | 0
4818707 | U MI CIT | LEVEL 4 | IDF 4-304C | 4-311 | IMAGING, TECH WORKROOM | 1 |  | 3 |  |  | PHONE/WORKSTATION |  |  |  | WIRED SPARE |  |  |  | SPARE | [15 empty] | RADIOLOGY | 2024-10-14 | [5 empty] | Y | [14 empty] | WSRD1642 |  |  |  | 0 |  |  |  | 1 |  | 1 | [7 empty] | 1 |  |  |  | 1 | 0 |  | 0 |  |  | 1 | [21 empty] | 0 |  |  |  | 8811 | [7 empty] | New DID, CSS 40, no VM
4818815 | U MI CIT | LEVEL 4 | IDF 4-304C | 4-311 | IMAGING, TECH WORKROOM | 2 |  | 3 |  |  | WORKSTATION |  |  |  | WIRED SPARE |  |  |  | SPARE | [15 empty] | RADIOLOGY | 2024-10-14 | [20 empty] | WSRD1643 |  |  |  | 0 |  |  |  | 1 |  | 1 | [7 empty] | 1 |  |  |  | 1 | 0 |  | 0 |  |  | 1 | [21 empty] | 0
4818727 | U MI CIT | LEVEL 4 | IDF 4-304C | 4-311 | IMAGING, TECH WORKROOM | 3 |  | 3 |  |  | WORKSTATION |  |  |  | WIRED SPARE |  |  |  | SPARE | [15 empty] | RADIOLOGY | 2024-10-14 | [20 empty] | WSRD1644 |  | PRT-PAV0440 |  | 0 |  |  |  | 1 |  | 1 | [7 empty] | 1 |  |  |  | 1 | 0 |  | 0 |  |  | 1 | [7 empty] | 1 | [13 empty] | 0 | [11 empty] | need printer stand
4818776 | U MI CIT | LEVEL 4 | IDF 4-304C | 4-311 | IMAGING, TECH WORKROOM | 4 |  | 3 |  |  | WORKSTATION |  |  |  | WIRED SPARE |  |  |  | SPARE | [15 empty] | RADIOLOGY | 2024-10-14 | [20 empty] | WSRD1645 |  |  |  | 0 |  |  |  | 1 |  | 1 | [7 empty] | 1 |  |  |  | 1 | 0 |  | 0 |  |  | 1 | [21 empty] | 0
4819023 | U MI CIT | LEVEL 4 | IDF 4-304C | 4-311 | IMAGING, TECH WORKROOM | 5 |  | 3 |  |  | WIRED SPARE |  |  |  | WIRED SPARE |  |  |  | WIRED SPARE | [15 empty] | RADIOLOGY | 2024-10-14 | [24 empty] | 0 | [18 empty] | 0 |  | 0 | [24 empty] | 0
4347277 | U MI CIT | LEVEL 5 | IDF 5-238C | 5-234 | PORTABLE CT SCANNER | 1 |  | 3 |  |  | PHONE/WORKSTATION |  |  |  | WIRED SPARE |  |  |  | SPARE | [15 empty] | RADIOLOGY | 2024-10-14 | [5 empty] | Y | [18 empty] | 0 |  |  |  | 1 |  | 1 | [8 empty] | 1 |  |  | 1 | 0 |  | 0 |  |  | 1 | [21 empty] | 0 |  |  |  | 8811 | [7 empty] | New DID, CSS 40, no VM
10650768 | U MI CIT | LEVEL 5 | IDF 5-238C | 5-234 | PORTABLE CT SCANNER | 2 |  | 3 |  |  | WORKSTATION |  |  |  | WIRED SPARE |  |  |  | SPARE | [15 empty] | RADIOLOGY | 2024-10-14 | [24 empty] | 0 |  |  |  | 1 |  | 1 | [8 empty] | 1 |  |  | 1 | 0 |  | 0 |  |  | 1 | [21 empty] | 0
4454098 | U MI CIT | LEVEL 6 | IDF 6-122C | 6-217 | NEURO IR (BI-PLANE) | 8 |  | 3 |  |  | PHONE |  |  |  | WIRED SPARE |  |  |  | SPARE | [15 empty] | RADIOLOGY-NIR-MR-OR | 2024-10-14 | Neuro IR 10 |  |  |  |  | Y | [18 empty] | 0 | [18 empty] | 0 |  | 0 | [24 empty] | 0 |  |  |  | 8811 | [7 empty] | New DID, CSS 40, no VM
4454178 | U MI CIT | LEVEL 6 | IDF 6-122C | 6-217A | NIR CONTROL | 5 |  | 3 |  |  | PHONE/WORKSTATION |  |  |  | WIRED SPARE |  |  |  | SPARE | [15 empty] | RADIOLOGY-NIR-MR-OR | 2024-10-14 | [5 empty] | Y | [18 empty] | 0 |  |  |  | 1 |  | 1 | [8 empty] | 1 |  |  | 1 | 0 |  | 0 |  |  | 1 | [21 empty] | 0 |  |  |  | 8811 | [7 empty] | New DID, CSS 40, no VM
4454753 | U MI CIT | LEVEL 6 | IDF 6-122C | 6-223 | NEURO IR (CT/BI-PLANE) | 3 |  | 3 |  |  | PHONE |  |  |  | WIRED SPARE |  |  |  | SPARE | [15 empty] | RADIOLOGY-NIR-MR-OR | 2024-10-14 | Neuro IR 9 |  |  |  |  | Y | [18 empty] | 0 | [18 empty] | 0 |  | 0 | [24 empty] | 0 |  |  |  | 8811 | [7 empty] | New DID, CSS 40, no VM
4454948 | U MI CIT | LEVEL 6 | IDF 6-122C | 6-223A | NIR CONTROL | 5 |  | 3 |  |  | PHONE/WORKSTATION |  |  |  | LABEL PRINTER |  |  |  | SPARE | [15 empty] | RADIOLOGY-NIR-MR-OR | 2024-10-14 | [5 empty] | Y | [16 empty] | PRT-PAV0637 |  | 0 |  |  |  | 1 |  | 1 | [8 empty] | 1 |  |  | 1 | 0 |  | 0 |  |  | 1 | [20 empty] | 1 | 0 |  |  |  | 8811 | [7 empty] | New DID, CSS 40, no VM
7464170 | U MI CIT | LEVEL 6 | IDF 6-238C | 6-303 | STORAGE | 3 |  | 3 |  |  | PHONE/WORKSTATION |  |  |  | WIRED SPARE |  |  |  | SPARE | [15 empty] | RADIOLOGY CASSIE | 2024-10-14 | [5 empty] | Y | [18 empty] | 0 | [18 empty] | 0 |  | 0 | [24 empty] | 0 |  |  |  | 8811 | [7 empty] | New DID, CSS 40, no VM
10989056 | U MI CIT | LEVEL 6 | IDF 6-304C | 6-422A | MEDICATION | 1 |  | 3 |  |  | MEDICAL EQUIPMENT-FIXED |  |  |  | PHONE |  |  |  | SPARE | [15 empty] | PHARMACY/NURSING | 2024-10-14 | [5 empty] | Y | [18 empty] | 0 |  |  |  | 1 | [14 empty] | 0 |  | 0 | [24 empty] | 0 |  |  |  | 8811 | [7 empty] | New DID, CSS 40, no VM, WORKSTATION ADD
10876274 | U MI CIT | LEVEL 6 | IDF 6-304C | 6-465B | MEDICATION | 2 |  | 3 |  |  | PHONE |  |  |  | WIRED SPARE |  |  |  | SPARE | [15 empty] | PHARMACY/NURSING | 2024-10-14 | [5 empty] | Y | [18 empty] | 0 | [18 empty] | 0 |  | 0 | [24 empty] | 0 |  |  |  | 8811 | [7 empty] | New DID, CSS 40, no VM; WORKSTATION ADD
4486561 | U MI CIT | LEVEL 9 | IDF 9-334C | 9-114 | IMAGING WORKROOM | 1 |  | 3 |  |  | WORKSTATION |  |  |  | WIRED SPARE |  |  |  | SPARE | [15 empty] | RADIOLOGY | 2024-10-14 |  | 2B | 2025-04-07 | [17 empty] | WSRD1423 |  |  |  | 0 |  |  |  | 1 |  | 1 | [8 empty] | 1 |  |  | 1 | 0 |  | 0 |  |  | 1 | [21 empty] | 0
4486476 | U MI CIT | LEVEL 9 | IDF 9-334C | 9-114 | IMAGING WORKROOM | 3 |  | 3 |  |  | WORKSTATION |  |  |  | WIRED SPARE |  |  |  | SPARE | [15 empty] | RADIOLOGY | 2024-10-14 |  | 2B | 2025-04-07 | [17 empty] | WSRD1425 |  |  |  | 0 |  |  |  | 1 |  | 1 | [8 empty] | 1 |  |  | 1 | 0 |  | 0 |  |  | 1 | [21 empty] | 0
4486589 | U MI CIT | LEVEL 9 | IDF 9-334C | 9-114 | IMAGING WORKROOM | 4 |  | 3 |  |  | WIRED SPARE |  |  |  | WIRED SPARE |  |  |  | WIRED SPARE | [15 empty] | RADIOLOGY | 2024-10-14 |  | 2B | 2025-04-07 | [21 empty] | 0 | [18 empty] | 0 |  | 0 | [24 empty] | 0
8363338 | U MI CIT | LEVEL 9 | IDF 9-438C | 9-417 | COMMUNAL TEAMING | 6 |  | 3 |  |  | PHONE |  |  |  | WIRED SPARE |  |  |  | SPARE | [15 empty] | PAVILION CORE TEAM | 2024-11-25 |  | 2B | 2025-04-07 |  |  | Y | [18 empty] | 0 | [18 empty] | 0 |  | 0 | [24 empty] | 0 |  |  |  | 8811 | [7 empty] | New DID, CSS 40, no VM
8491171 | U MI CIT | LEVEL 6 | IDF 6-304C | 6-424 | CLINICAL WORKSTATION CLERK | 4 |  | 3 |  |  | PHONE/WORKSTATION |  |  |  | LABEL PRINTER |  |  |  | SPARE | [15 empty] | Pre-Op PACU 4 and 6 | 2024-10-17 | [5 empty] | Y | [14 empty] | DTPV0601 |  | PRT-PAV0629 | DOWNTIME | 0 |  |  | 1 |  |  |  |  | 1 | [5 empty] | 2 |  |  |  | 1 | 0 |  | 0 | [21 empty] | 1 |  |  | 0 | 1 |  |  | 8811 | [7 empty] | New DID, CSS 40, VM Yes, LABEL PRINTER (ADD)
7554592 | U MI CIT | LEVEL 6 | IDF 6-238C | 6-332 | OPERATING ROOM, SPINE (SILENT) | 30 |  | W |  |  | PHONE | [23 empty] | PERIOP SERVICES | 2024-10-18 | OR 8 |  |  |  |  | Y | [18 empty] | 0 | [18 empty] | 0 |  | 0 | [24 empty] | 0 |  |  |  | 6901W | [7 empty] | New DID, CSS 40, no VM
5189807 | U MI CIT | LEVEL 4 | IDF 4-122C | 4-301 | ANESTHESIA WORKROOM | 11 |  | AV |  |  | MEDICAL DIGITAL SIGN MONITORING |  |  |  | MEDICAL DIGITAL SIGN CORE PC | [19 empty] | PAVILION CORE TEAM | 2024-10-21 | [13 empty] | PERI-OP | MD | [9 empty] | 0 | [18 empty] | 0 |  | 0 | [24 empty] | 0
7014061 | U MI CIT | LEVEL 4 | IDF 4-122C | 4-301 | ANESTHESIA WORKROOM | 12 |  | AV |  |  | MEDICAL DIGITAL SIGN MONITORING |  |  |  | MEDICAL DIGITAL SIGN CORE PC | [19 empty] | PAVILION CORE TEAM | 2024-10-21 | [13 empty] | PERI-OP | MD | [9 empty] | 0 | [18 empty] | 0 |  | 0 | [24 empty] | 0
5189683 | U MI CIT | LEVEL 4 | IDF 4-122C | 4-301 | ANESTHESIA WORKROOM | 14 |  | AV |  |  | MEDICAL DIGITAL SIGN MONITORING |  |  |  | MEDICAL DIGITAL SIGN CORE PC | [19 empty] | PAVILION CORE TEAM | 2024-10-21 | [13 empty] | PERI-OP | MD | [9 empty] | 0 | [18 empty] | 0 |  | 0 | [24 empty] | 0
4342485 | U MI CIT | LEVEL 5 | IDF 5-122C | 5-204 | PROVIDER WORKROOM | 1 |  | 3 |  |  | PHONE/WORKSTATION |  |  |  | WIRED SPARE |  |  |  | SPARE | [15 empty] | ICU STAFF | 2024-10-21 | [5 empty] | Y | [18 empty] | 0 |  |  | 1 |  |  |  |  | 1 | [6 empty] | 1 |  |  | 1 | 0 |  | 0 | [24 empty] | 0 |  |  |  | 8811 | [7 empty] | New DID, CSS 40, no VM
4342459 | U MI CIT | LEVEL 5 | IDF 5-122C | 5-204 | PROVIDER WORKROOM | 2 |  | 3 |  |  | PHONE/WORKSTATION |  |  |  | WIRED SPARE |  |  |  | SPARE | [15 empty] | ICU STAFF | 2024-10-21 | [5 empty] | Y | [18 empty] | 0 |  |  | 1 |  |  |  |  | 1 | [6 empty] | 1 |  |  | 1 | 0 |  | 0 | [24 empty] | 0 |  |  |  | 8811 | [7 empty] | New DID, CSS 40, no VM
4342410 | U MI CIT | LEVEL 5 | IDF 5-122C | 5-204 | PROVIDER WORKROOM | 3 |  | 3 |  |  | PHONE/WORKSTATION |  |  |  | WIRED SPARE |  |  |  | SPARE | [15 empty] | ICU STAFF | 2024-10-21 | [5 empty] | Y | [18 empty] | 0 |  |  | 1 |  |  |  |  | 1 | [6 empty] | 1 |  |  | 1 | 0 |  | 0 | [24 empty] | 0 |  |  |  | 8811 | [7 empty] | New DID, CSS 40, no VM
4342366 | U MI CIT | LEVEL 5 | IDF 5-122C | 5-204 | PROVIDER WORKROOM | 4 |  | 3 |  |  | PHONE/WORKSTATION |  |  |  | WIRED SPARE |  |  |  | SPARE | [15 empty] | ICU STAFF | 2024-10-21 | [5 empty] | Y | [18 empty] | 0 |  |  | 1 |  |  |  |  | 1 | [6 empty] | 1 |  |  | 1 | 0 |  | 0 | [24 empty] | 0 |  |  |  | 8811 | [7 empty] | New DID, CSS 40, no VM
4342390 | U MI CIT | LEVEL 5 | IDF 5-122C | 5-204 | PROVIDER WORKROOM | 5 |  | 3 |  |  | PHONE/WORKSTATION |  |  |  | WIRED SPARE |  |  |  | SPARE | [15 empty] | ICU STAFF | 2024-10-21 | [5 empty] | Y | [18 empty] | 0 |  |  | 1 |  |  |  |  | 1 | [6 empty] | 1 |  |  | 1 | 0 |  | 0 | [24 empty] | 0 |  |  |  | 8811 | [7 empty] | New DID, CSS 40, no VM
8335802 | U MI CIT | LEVEL 5 | IDF 5-122C | 5-204 | PROVIDER WORKROOM | 6 |  | 3 |  |  | PHONE/WORKSTATION |  |  |  | WIRED SPARE |  |  |  | SPARE | [15 empty] | ICU STAFF | 2024-10-21 | [5 empty] | Y | [18 empty] | 0 |  |  | 1 |  |  |  |  | 1 | [6 empty] | 1 |  |  | 1 | 0 |  | 0 | [24 empty] | 0 |  |  |  | 8811 | [7 empty] | New DID, CSS 40, no VM
4344086 | U MI CIT | LEVEL 5 | IDF 5-122C | 5-204 | PROVIDER WORKROOM | 7 |  | AV |  |  | MEDICAL DIGITAL SIGN MONITORING |  |  |  | MEDICAL DIGITAL SIGN CORE PC | [19 empty] | ICU STAFF | 2024-10-21 |  |  |  | Y | [9 empty] | CDIAVS | HUDDLE | [9 empty] | 0 | [18 empty] | 0 |  | 0 | [24 empty] | 0
4458450 | U MI CIT | LEVEL 6 | IDF 6-238C | 6-311 | ANESTHESIA WORKROOM | 4 |  | AV |  |  | MEDICAL DIGITAL SIGN MONITORING |  |  |  | MEDICAL DIGITAL SIGN CORE PC | [19 empty] | PAVILION CORE TEAM | 2024-10-21 | [13 empty] | PERI-OP | MD | [9 empty] | 0 | [18 empty] | 0 |  | 0 | [24 empty] | 0
10874264 | U MI CIT | LEVEL 6 | IDF 6-238C | 6-311 | ANESTHESIA WORKROOM | 5 |  | AV |  |  | MEDICAL DIGITAL SIGN MONITORING |  |  |  | MEDICAL DIGITAL SIGN CORE PC | [19 empty] | PAVILION CORE TEAM | 2024-10-21 | [13 empty] | PERI-OP | MD | [9 empty] | 0 | [18 empty] | 0 |  | 0 | [24 empty] | 0
4458815 | U MI CIT | LEVEL 6 | IDF 6-238C | 6-311 | ANESTHESIA WORKROOM | 3 |  | AS | [6 empty] | WIRED SPARE |  |  |  | WORKSTATION | [7 empty] | PHYSIO MONITOR | [7 empty] | ANESTHESIA | 2024-10-21 | [24 empty] | 0 |  |  |  | 1 |  | 1 | [7 empty] | 1 |  |  |  | 1 | 0 |  | 0 |  |  | 1 | [21 empty] | 0 | [11 empty] | removed analog port
4458947 | U MI CIT | LEVEL 6 | IDF 6-238C | 6-311 | ANESTHESIA WORKROOM | 6 |  | AS | [6 empty] | WIRED SPARE |  |  |  | WORKSTATION | [7 empty] | PHYSIO MONITOR | [7 empty] | ANESTHESIA | 2024-10-21 | [24 empty] | 0 |  |  |  | 1 |  | 1 | [7 empty] | 1 |  |  |  | 1 | 0 |  | 0 |  |  | 1 | [21 empty] | 0 | [11 empty] | removed analog port
4726717 | U MI CIT | LEVEL 6 | IDF 6-238C | 6-311 | ANESTHESIA WORKROOM | 7 |  | 3 |  |  | WIRED SPARE |  |  |  | WIRED SPARE |  |  |  | WIRED SPARE | [15 empty] | ANESTHESIA | 2024-10-21 | [24 empty] | 0 | [18 empty] | 0 |  | 0 | [24 empty] | 0
4458301 | U MI CIT | LEVEL 6 | IDF 6-238C | 6-311 | ANESTHESIA WORKROOM | 8 |  | 3 |  |  | WIRED SPARE |  |  |  | WIRED SPARE |  |  |  | WIRED SPARE | [15 empty] | ANESTHESIA | 2024-10-21 | [24 empty] | 0 | [18 empty] | 0 |  | 0 | [24 empty] | 0
4726784 | U MI CIT | LEVEL 6 | IDF 6-238C | 6-311 | ANESTHESIA WORKROOM | 9 |  | 3 |  |  | WIRED SPARE |  |  |  | WIRED SPARE |  |  |  | WIRED SPARE | [15 empty] | ANESTHESIA | 2024-10-21 | [24 empty] | 0 | [18 empty] | 0 |  | 0 | [24 empty] | 0
4458190 | U MI CIT | LEVEL 6 | IDF 6-238C | 6-311 | ANESTHESIA WORKROOM | 10 |  | 3 |  |  | WIRED SPARE |  |  |  | WIRED SPARE |  |  |  | WIRED SPARE | [15 empty] | ANESTHESIA | 2024-10-21 | [24 empty] | 0 | [18 empty] | 0 |  | 0 | [24 empty] | 0
4458136 | U MI CIT | LEVEL 6 | IDF 6-238C | 6-311 | ANESTHESIA WORKROOM | 11 |  | 3 |  |  | WIRED SPARE |  |  |  | WIRED SPARE |  |  |  | WIRED SPARE | [15 empty] | ANESTHESIA | 2024-10-21 | [24 empty] | 0 | [18 empty] | 0 |  | 0 | [24 empty] | 0
4458060 | U MI CIT | LEVEL 6 | IDF 6-238C | 6-311 | ANESTHESIA WORKROOM | 12 |  | 3 |  |  | WIRED SPARE |  |  |  | WIRED SPARE |  |  |  | WIRED SPARE | [15 empty] | ANESTHESIA | 2024-10-21 | [24 empty] | 0 | [18 empty] | 0 |  | 0 | [24 empty] | 0
4457881 | U MI CIT | LEVEL 6 | IDF 6-238C | 6-311 | ANESTHESIA WORKROOM | 13 |  | 3 |  |  | WIRED SPARE |  |  |  | WIRED SPARE |  |  |  | WIRED SPARE | [15 empty] | ANESTHESIA | 2024-10-21 | [24 empty] | 0 | [18 empty] | 0 |  | 0 | [24 empty] | 0
4457786 | U MI CIT | LEVEL 6 | IDF 6-238C | 6-311 | ANESTHESIA WORKROOM | 14 |  | 3 |  |  | WIRED SPARE |  |  |  | WIRED SPARE |  |  |  | WIRED SPARE | [15 empty] | ANESTHESIA | 2024-10-21 | [24 empty] | 0 | [18 empty] | 0 |  | 0 | [24 empty] | 0
10809905 | U MI CIT | LEVEL 8 | IDF 8-334C | 8-336 | TEAM ROOM | 1 |  | 3 |  |  | PHONE/WORKSTATION |  |  |  | WIRED SPARE |  |  |  | SPARE | [15 empty] | PAVILION CORE TEAM | 2024-10-21 |  | 2A | 2025-04-21 |  |  | Y | [14 empty] | WSPV0061 |  |  |  | 0 |  |  |  | 1 |  | 1 | [8 empty] | 1 |  |  | 1 | 0 |  | 0 |  |  | 1 | [21 empty] | 0 |  |  |  | 8811 | [7 empty] | New DID, CSS 40, no VM
10809990 | U MI CIT | LEVEL 8 | IDF 8-334C | 8-336 | TEAM ROOM | 2 |  | 3 |  |  | PHONE/WORKSTATION |  |  |  | WIRED SPARE |  |  |  | SPARE | [15 empty] | PAVILION CORE TEAM | 2024-10-21 |  | 2A | 2025-04-21 |  |  | Y | [14 empty] | WSPV0064 |  |  |  | 0 |  |  |  | 1 |  | 1 | [8 empty] | 1 |  |  | 1 | 0 |  | 0 |  |  | 1 | [21 empty] | 0 |  |  |  | 8811 | [7 empty] | New DID, CSS 40, No VM
10810010 | U MI CIT | LEVEL 8 | IDF 8-334C | 8-336 | TEAM ROOM | 3 |  | 3 |  |  | PHONE/WORKSTATION |  |  |  | WIRED SPARE |  |  |  | SPARE | [15 empty] | PAVILION CORE TEAM | 2024-10-21 |  | 2A | 2025-04-21 |  |  | Y | [14 empty] | WSPV0062 |  |  |  | 0 |  |  |  | 1 |  | 1 | [8 empty] | 1 |  |  | 1 | 0 |  | 0 |  |  | 1 | [21 empty] | 0 |  |  |  | 8811 | [7 empty] | New DID, CSS 40, no VM
10810108 | U MI CIT | LEVEL 8 | IDF 8-334C | 8-336 | TEAM ROOM | 5 |  | 3 |  |  | PHONE/WORKSTATION |  |  |  | WIRED SPARE |  |  |  | SPARE | [15 empty] | PAVILION CORE TEAM | 2024-10-21 |  | 2A | 2025-04-21 |  |  | Y | [14 empty] | WSPV0063 |  |  |  | 0 |  |  |  | 1 |  | 1 | [8 empty] | 1 |  |  | 1 | 0 |  | 0 |  |  | 1 | [21 empty] | 0 |  |  |  | 8811 | [7 empty] | New DID, CSS 40, no VM
6832082 | U MI CIT | LEVEL 3 | IDF 3-304C | 3-005X | STAIR 2 | 1 |  | AV |  |  | FW DIGITAL SIGN MONITORING |  |  |  | FW DIGITAL SIGN CORE PC | [19 empty] | PAVILION CORE TEAM | 2024-10-23 |  |  |  | Y | [9 empty] | CDIAVS | 4Winds DS | EC | [8 empty] | 0 | [18 empty] | 0 |  | 0 | [24 empty] | 0
10647794 | U MI CIT | LEVEL 5 | IDF 5-238C | 5-228N | OFFICE, CARE MANAGER/ SOCIAL WORK | 1 |  | 3 |  |  | PHONE/WORKSTATION |  |  |  | WIRED SPARE |  |  |  | SPARE | [15 empty] | ICU STAFF | 2024-10-23 | [5 empty] | Y | [18 empty] | 0 |  |  |  | 1 |  |  | 1 | [7 empty] | 1 |  |  | 1 | 0 |  | 0 |  |  | 1 | [12 empty] | 1 | [8 empty] | 0 |  |  |  | 8811 | [7 empty] | Reviewed 10/23/24 ADDITIONAL FLOOR MODEL XEROX
4542308 | U MI CIT | LEVEL 5 | IDF 5-238C | 5-228N | OFFICE, CARE MANAGER/ SOCIAL WORK | 2 |  | 3 |  |  | PHONE/WORKSTATION |  |  |  | WIRED SPARE |  |  |  | SPARE | [15 empty] | ICU STAFF | 2024-10-23 | [5 empty] | Y | [18 empty] | 0 |  |  |  | 1 |  |  | 1 | [7 empty] | 1 |  |  | 1 | 0 |  | 0 |  |  | 1 | [21 empty] | 0 |  |  |  | 8811 | [7 empty] | Reviewed 10/23/24
4542654 | U MI CIT | LEVEL 5 | IDF 5-238C | 5-228P | OFFICE, CARE MANAGER/ SOCIAL WORK | 1 |  | 3 |  |  | PHONE/WORKSTATION |  |  |  | WIRED SPARE |  |  |  | SPARE | [15 empty] | ICU STAFF | 2024-10-23 | [24 empty] | 0 |  |  |  | 1 |  | 1 | [8 empty] | 1 |  |  | 1 | 0 |  | 0 |  |  | 1 | [21 empty] | 0 | [11 empty] | Reviewed 10/23/24 or fax here? no phones
7037957 | U MI CIT | LEVEL 6 | IDF 6-304C | 6-338 | OPERATING ROOM, NEURO | 29 |  | AS |  |  | PHONE |  |  |  | WIRED SPARE |  |  |  | WORKSTATION | [7 empty] | PHYSIO MONITOR | [7 empty] | OR | 2024-11-25 | OR 2 |  |  |  |  | Y | [12 empty] | 1 | anest. boom flush mount for micro cpu, 24-inch Dell monitor, 24-inch ELO monitor, wireless BCMA scanner, keyboard and mouse |  |  |  |  | 0 |  |  |  | 1 |  |  | 1 | [6 empty] | 1 |  | 1 |  |  | 0 | 1 | 0 |  | 1 | 1 | [21 empty] | 0 | [8 empty] | ANLG-CPE |  |  | New shared DID in OR, CSS 40,no VM (ANES) | AEI approved change in IDF room from 6-238C to 6-403C
8372380 | U MI CIT | LEVEL 10 | IDF 10-334C | 10-106 | NURSES STATION | 5 |  | 3 |  |  | WIRED SPARE |  |  |  | WIRED SPARE |  |  |  | WIRED SPARE | [15 empty] | NURSES STATION | 2024-10-28 |  | 3 | 2025-05-19 | [21 empty] | 0 | [18 empty] | 0 |  | 0 | [24 empty] | 0
7468347 | U MI CIT | LEVEL 10 | IDF 10-122C | 10-204 | EQUIPMENT STORAGE | 1 |  | 3 |  |  | WIRED SPARE |  |  |  | WIRED SPARE |  |  |  | WIRED SPARE | [15 empty] | NURSING | 2024-10-28 |  | 3 | 2025-05-19 | [21 empty] | 0 | [18 empty] | 0 |  | 0 | [24 empty] | 0
10881249 | U MI CIT | LEVEL 10 | IDF 10-122C | 10-206 | TEAM ROOM | 15 |  | 3 |  |  | WIRED SPARE |  |  |  | WIRED SPARE |  |  |  | WIRED SPARE | [15 empty] | PAVILION CORE TEAM | 2024-10-28 |  | 3 | 2025-05-19 | [21 empty] | 0 | [18 empty] | 0 |  | 0 | [24 empty] | 0
7090532 | U MI CIT | LEVEL 10 | IDF 10-122C | 10-213 | CONSULT / DEBRIEF (Respite Room) | 3 |  | AV |  |  | WIRED SPARE |  |  |  | WIRED SPARE | [19 empty] | PAVILION CORE TEAM | 2024-10-28 |  | 3 | 2025-05-19 | Y | [20 empty] | 0 | [18 empty] | 0 |  | 0 | [24 empty] | 0
6629856 | U MI CIT | LEVEL 10 | IDF 10-438C | 10-333A | UNIV ISO ANTE RM | 1 |  | 3 |  |  | WIRED SPARE |  |  |  | WIRED SPARE |  |  |  | WIRED SPARE | [15 empty] | PATIENT ROOM REVIEW | 2024-10-28 | 10-32A | 3 | 2025-05-19 | [21 empty] | 0 | [18 empty] | 0 |  | 0 | [24 empty] | 0
6636983 | U MI CIT | LEVEL 11 | IDF 11-334C | 11-126 | STAFF LOUNGE/ LOCKERS | 3 |  | 3 |  |  | WIRED SPARE |  |  |  | WIRED SPARE |  |  |  | WIRED SPARE | [15 empty] | PAVILION CORE TEAM | 2024-10-28 |  | 3 | 2025-05-19 | [21 empty] | 0 | [18 empty] | 0 |  | 0 | [24 empty] | 0
6636923 | U MI CIT | LEVEL 11 | IDF 11-334C | 11-128 | STAFF LOUNGE/ LOCKERS | 1 |  | 3 |  |  | WIRED SPARE |  |  |  | WIRED SPARE |  |  |  | WIRED SPARE | [15 empty] | PAVILION CORE TEAM | 2024-10-28 |  | 3 | 2025-05-19 | [21 empty] | 0 | [18 empty] | 0 |  | 0 | [24 empty] | 0
7469345 | U MI CIT | LEVEL 11 | IDF 11-122C | 11-204 | EQUIPMENT STORAGE | 1 |  | 3 |  |  | WIRED SPARE |  |  |  | WIRED SPARE |  |  |  | WIRED SPARE | [15 empty] | NURSING | 2024-10-28 |  | 3 | 2025-05-19 | [21 empty] | 0 | [18 empty] | 0 |  | 0 | [24 empty] | 0
7099997 | U MI CIT | LEVEL 11 | IDF 11-122C | 11-213 | CONSULT / DEBRIEF (Respite Room) | 3 |  | AV |  |  | WIRED SPARE |  |  |  | WIRED SPARE | [19 empty] | PAVILION CORE TEAM | 2024-10-28 |  | 3 | 2025-05-19 | Y | [20 empty] | 0 | [18 empty] | 0 |  | 0 | [24 empty] | 0
6638941 | U MI CIT | LEVEL 11 | IDF 11-122C | 11-312 | NOURISHMENT | 1 |  | 1 |  |  | WIRED SPARE | [23 empty] | PAVILION CORE TEAM | 2024-10-28 |  | 3 | 2025-05-19 | [21 empty] | 0 | [18 empty] | 0 |  | 0 | [24 empty] | 0
6635627 | U MI CIT | LEVEL 11 | IDF 11-334C | 11-317A | UNIV ISO ANTE RM | 1 |  | 1 |  |  | WIRED SPARE | [23 empty] | PATIENT ROOM REVIEW | 2024-10-28 | 11-25 | 3 | 2025-05-19 | [21 empty] | 0 | [18 empty] | 0 |  | 0 | [24 empty] | 0
4852630 | U MI CIT | LEVEL 11 | IDF 11-438C | 11-356 | NOURISHMENT | 1 |  | 1 |  |  | WIRED SPARE | [23 empty] | PAVILION CORE TEAM | 2024-10-28 |  | 3 | 2025-05-19 | [21 empty] | 0 | [18 empty] | 0 |  | 0 | [24 empty] | 0
4852490 | U MI CIT | LEVEL 11 | IDF 11-438C | 11-406 | TEAM ROOM | 5 |  | 3 |  |  | AV ROOM EQUIPMENT |  |  |  | AV ROOM EQUIPMENT |  |  |  | WIRED SPARE | [15 empty] | PAVILION CORE TEAM | 2024-10-28 |  | 3 | 2025-05-19 | [10 empty] | CDIAVS | HUDDLE | [9 empty] | 0 | [18 empty] | 0 |  | 0 | [24 empty] | 0
4852406 | U MI CIT | LEVEL 11 | IDF 11-438C | 11-406 | TEAM ROOM | 14 |  | 3 |  |  | WIRED SPARE |  |  |  | WIRED SPARE |  |  |  | WIRED SPARE | [15 empty] | PAVILION CORE TEAM | 2024-10-28 |  | 3 | 2025-05-19 | [21 empty] | 0 | [18 empty] | 0 |  | 0 | [24 empty] | 0
7470273 | U MI CIT | LEVEL 12 | IDF 12-122C | 12-204 | EQUIPMENT STORAGE | 1 |  | 3 |  |  | WIRED SPARE |  |  |  | WIRED SPARE |  |  |  | WIRED SPARE | [16 empty] | 2024-10-28 | [24 empty] | 0 | [18 empty] | 0 |  | 0 | [24 empty] | 0
10883276 | U MI CIT | LEVEL 12 | IDF 12-122C | 12-206 | TEAM ROOM | 15 |  | 3 |  |  | WIRED SPARE |  |  |  | WIRED SPARE |  |  |  | WIRED SPARE | [15 empty] | PAVILION CORE TEAM | 2024-10-28 | [24 empty] | 0 | [18 empty] | 0 |  | 0 | [24 empty] | 0
7108825 | U MI CIT | LEVEL 12 | IDF 12-122C | 12-213 | CONSULT / DEBRIEF (Respite Room) | 3 |  | AV |  |  | WIRED SPARE |  |  |  | WIRED SPARE | [19 empty] | PAVILION CORE TEAM | 2024-10-28 |  |  |  | Y | [20 empty] | 0 | [18 empty] | 0 |  | 0 | [24 empty] | 0
6644928 | U MI CIT | LEVEL 12 | IDF 12-122C | 12-312 | NOURISHMENT | 1 |  | 1 |  |  | WIRED SPARE | [23 empty] | PAVILION CORE TEAM | 2024-10-28 | [24 empty] | 0 | [18 empty] | 0 |  | 0 | [24 empty] | 0
7470103 | U MI CIT | LEVEL 12 | IDF 12-122C | 12-314 | EQUIPMENT STORAGE | 1 |  | 3 |  |  | WIRED SPARE |  |  |  | WIRED SPARE |  |  |  | WIRED SPARE | [16 empty] | 2024-10-28 | [24 empty] | 0 | [18 empty] | 0 |  | 0 | [24 empty] | 0
7469482 | U MI CIT | LEVEL 12 | IDF 12-438C | 12-354 | EQUIPMENT STORAGE | 1 |  | 3 |  |  | WIRED SPARE |  |  |  | WIRED SPARE |  |  |  | WIRED SPARE | [16 empty] | 2024-10-28 | [24 empty] | 0 | [18 empty] | 0 |  | 0 | [24 empty] | 0
4854281 | U MI CIT | LEVEL 12 | IDF 12-438C | 12-356 | NOURISHMENT | 1 |  | 3 |  |  | WIRED SPARE |  |  |  | WIRED SPARE |  |  |  | WIRED SPARE | [15 empty] | PAVILION CORE TEAM | 2024-10-28 | [24 empty] | 0 | [18 empty] | 0 |  | 0 | [24 empty] | 0
4854141 | U MI CIT | LEVEL 12 | IDF 12-438C | 12-406 | TEAM ROOM | 5 |  | 3 |  |  | WIRED SPARE |  |  |  | WIRED SPARE |  |  |  | WIRED SPARE | [15 empty] | PAVILION CORE TEAM | 2024-10-28 | [24 empty] | 0 | [18 empty] | 0 |  | 0 | [24 empty] | 0
4854134 | U MI CIT | LEVEL 12 | IDF 12-438C | 12-406 | TEAM ROOM | 6 |  | 3 |  |  | AV ROOM EQUIPMENT |  |  |  | AV ROOM EQUIPMENT |  |  |  | WIRED SPARE | [15 empty] | PAVILION CORE TEAM | 2024-10-28 | [13 empty] | CDIAVS | HUDDLE | [9 empty] | 0 | [18 empty] | 0 |  | 0 | [24 empty] | 0
4854057 | U MI CIT | LEVEL 12 | IDF 12-438C | 12-406 | TEAM ROOM | 14 |  | 3 |  |  | AV ROOM EQUIPMENT |  |  |  | AV ROOM EQUIPMENT |  |  |  | WIRED SPARE | [15 empty] | PAVILION CORE TEAM | 2024-10-28 | [13 empty] | CDIAVS | HUDDLE | [9 empty] | 0 | [18 empty] | 0 |  | 0 | [24 empty] | 0
4854127 | U MI CIT | LEVEL 12 | IDF 12-438C | 12-406 | TEAM ROOM | 15 |  | 3 |  |  | WIRED SPARE |  |  |  | WIRED SPARE |  |  |  | WIRED SPARE | [15 empty] | PAVILION CORE TEAM | 2024-10-28 | [24 empty] | 0 | [18 empty] | 0 |  | 0 | [24 empty] | 0
7469941 | U MI CIT | LEVEL 12 | IDF 12-438C | 12-412 | EQUIPMENT STORAGE | 1 |  | 3 |  |  | WIRED SPARE |  |  |  | WIRED SPARE |  |  |  | WIRED SPARE | [16 empty] | 2024-10-28 | [24 empty] | 0 | [18 empty] | 0 |  | 0 | [24 empty] | 0
4853460 | U MI CIT | LEVEL 12 | IDF 12-438C | 12-417 | COMMUNAL TEAMING | 4 |  | 3 |  |  | WIRED SPARE |  |  |  | WIRED SPARE |  |  |  | WIRED SPARE | [15 empty] | PAVILION CORE TEAM | 2024-10-28 | [24 empty] | 0 | [18 empty] | 0 |  | 0 | [24 empty] | 0
7472741 | U MI CIT | LEVEL 2 | IDF 2M-009C | 2-004 | BOOSTER PUMP | 5 |  | 1 |  |  | WIRED SPARE | [23 empty] | FACILITIES | 2024-10-28 | [24 empty] | 0 | [18 empty] | 0 |  | 0 | [24 empty] | 0
7472897 | U MI CIT | LEVEL 2 | IDF 2M-009C | 2-004 | BOOSTER PUMP | 6 |  | 1 |  |  | WIRED SPARE | [23 empty] | FACILITIES | 2024-10-28 | [24 empty] | 0 | [18 empty] | 0 |  | 0 | [24 empty] | 0
7472721 | U MI CIT | LEVEL 2 | IDF 2M-009C | 2-004A | FUEL PUMP | 2 |  | 1 |  |  | WIRED SPARE | [23 empty] | FACILITIES | 2024-10-28 | [24 empty] | 0 | [18 empty] | 0 |  | 0 | [24 empty] | 0
5396285 | U MI CIT | LEVEL 2A | MDF 2A-338C | 2A-101G | CONFERENCE ROOM | 2 |  | 3 |  | R5-B-16 | WIRED SPARE |  |  | R6-B-05 | WIRED SPARE |  |  | R6-B-03 | WIRED SPARE |  |  | R6-F-13 |  |  |  | R6-F-14 |  |  |  | R6-F-15 |  |  |  |  | PAVILION CORE TEAM | 2024-10-28 |  | 7 | [22 empty] | 0 | [18 empty] | 0 |  | 0 | [24 empty] | 0
4506285 | U MI CIT | LEVEL 2A | MDF 2A-338C | 2A-216K | CONFERENCE ROOM | 1 |  | 3 |  | R5-B-16 | WIRED SPARE |  |  | R6-B-05 | WIRED SPARE |  |  | R6-B-03 | WIRED SPARE |  |  | R6-F-13 |  |  |  | R6-F-14 |  |  |  | R6-F-15 |  |  |  |  | SUPPLY CHAIN - EVS | 2024-10-28 |  |  |  | CR | Y | Y | [18 empty] | 0 | [18 empty] | 0 |  | 0 | [24 empty] | 0
4511417 | U MI CIT | LEVEL 2A | MDF 2A-338C | 2A-216K | CONFERENCE ROOM | 3 |  | 3 |  | R5-B-16 | WIRED SPARE |  |  | R6-B-05 | WIRED SPARE |  |  | R6-B-03 | WIRED SPARE |  |  | R6-F-13 |  |  |  | R6-F-14 |  |  |  | R6-F-15 |  |  |  |  | SUPPLY CHAIN - EVS | 2024-10-28 |  |  |  | N | [20 empty] | 0 | [18 empty] | 0 |  | 0 | [24 empty] | 0
7521318 | U MI CIT | LEVEL 2A | MDF 2A-338C | 2A-219 | MATERIAL SERVICES CENTER | 8 |  | W |  | R5-B-16 | WIRED SPARE |  |  | R6-B-05 |  |  |  | R6-B-03 |  |  |  | R6-F-13 |  |  |  | R6-F-14 |  |  |  | R6-F-15 | [5 empty] | 2024-10-28 | [24 empty] | 0 | [18 empty] | 0 |  | 0 | [24 empty] | 0
4501930 | U MI CIT | LEVEL 2A | MDF 2A-338C | 2A-336-1 | OFFICE, MANAGER | 3 |  | 3 |  | R5-B-16 | WIRED SPARE |  |  | R6-B-05 | WIRED SPARE |  |  | R6-B-03 | WIRED SPARE |  |  | R6-F-13 |  |  |  | R6-F-14 |  |  |  | R6-F-15 |  |  |  |  | PAVILION CORE TEAM | 2024-10-28 | [24 empty] | 0 | [18 empty] | 0 |  | 0 | [24 empty] | 0
4502243 | U MI CIT | LEVEL 2A | MDF 2A-338C | 2A-336-1 | OFFICE, MANAGER | 4 |  | 3 |  | R5-B-16 | WIRED SPARE |  |  | R6-B-05 | WIRED SPARE |  |  | R6-B-03 | WIRED SPARE |  |  | R6-F-13 |  |  |  | R6-F-14 |  |  |  | R6-F-15 |  |  |  |  | PAVILION CORE TEAM | 2024-10-28 | [24 empty] | 0 | [18 empty] | 0 |  | 0 | [24 empty] | 0
4502027 | U MI CIT | LEVEL 2A | MDF 2A-338C | 2A-336-1 | OFFICE, MANAGER | 5 |  | 3 |  | R5-B-16 | WIRED SPARE |  |  | R6-B-05 | WIRED SPARE |  |  | R6-B-03 | WIRED SPARE |  |  | R6-F-13 |  |  |  | R6-F-14 |  |  |  | R6-F-15 |  |  |  |  | PAVILION CORE TEAM | 2024-10-28 | [24 empty] | 0 | [18 empty] | 0 |  | 0 | [24 empty] | 0
4386716 | U MI CIT | LEVEL 3 | IDF 3-122C | 3-023A | CONFERENCE ROOM | 1 |  | 3 |  |  | WIRED SPARE |  |  |  | WIRED SPARE |  |  |  | WIRED SPARE | [15 empty] | PAVILION CORE TEAM | 2024-10-28 | [24 empty] | 0 | [18 empty] | 0 |  | 0 | [24 empty] | 0
4387123 | U MI CIT | LEVEL 3 | IDF 3-122C | 3-023A | CONFERENCE ROOM | 4 |  | 3 |  |  | WIRED SPARE |  |  |  | WIRED SPARE |  |  |  | WIRED SPARE | [15 empty] | PAVILION CORE TEAM | 2024-10-28 | [24 empty] | 0 | [18 empty] | 0 |  | 0 | [24 empty] | 0
5931294 | U MI CIT | LEVEL 3 | IDF 3-122C | 3-023A | CONFERENCE ROOM | 5 |  | 3 |  |  | WIRED SPARE |  |  |  | WIRED SPARE |  |  |  | WIRED SPARE | [15 empty] | PAVILION CORE TEAM | 2024-10-28 | [24 empty] | 0 | [18 empty] | 0 |  | 0 | [24 empty] | 0
4387143 | U MI CIT | LEVEL 3 | IDF 3-122C | 3-023A | CONFERENCE ROOM | 6 |  | 3 |  |  | WIRED SPARE |  |  |  | WIRED SPARE |  |  |  | WIRED SPARE | [15 empty] | PAVILION CORE TEAM | 2024-10-28 | [24 empty] | 0 | [18 empty] | 0 |  | 0 | [24 empty] | 0
5931727 | U MI CIT | LEVEL 3 | IDF 3-122C | 3-023A | CONFERENCE ROOM | 7 |  | 3 |  |  | WIRED SPARE |  |  |  | WIRED SPARE |  |  |  | WIRED SPARE | [15 empty] | PAVILION CORE TEAM | 2024-10-28 | [24 empty] | 0 | [18 empty] | 0 |  | 0 | [24 empty] | 0
5922805 | U MI CIT | LEVEL 3 | IDF 3-122C | 3-023A | CONFERENCE ROOM | 8 |  | 3 |  |  | WIRED SPARE |  |  |  | WIRED SPARE |  |  |  | WIRED SPARE | [15 empty] | PAVILION CORE TEAM | 2024-10-28 | [24 empty] | 0 | [18 empty] | 0 |  | 0 | [24 empty] | 0
4387035 | U MI CIT | LEVEL 3 | IDF 3-122C | 3-023B | CONFERENCE ROOM | 2 |  | 3 |  |  | WIRED SPARE |  |  |  | WIRED SPARE |  |  |  | WIRED SPARE |  |  |  | WIRED SPARE |  |  |  | WIRED SPARE |  |  |  | WIRED SPARE |  |  |  | PAVILION CORE TEAM | 2024-10-28 | [24 empty] | 0 | [18 empty] | 0 |  | 0 | [24 empty] | 0
5922701 | U MI CIT | LEVEL 3 | IDF 3-122C | 3-023B | CONFERENCE ROOM | 3 |  | 3 |  |  | WIRED SPARE |  |  |  | WIRED SPARE |  |  |  | WIRED SPARE |  |  |  | WIRED SPARE |  |  |  | WIRED SPARE |  |  |  | WIRED SPARE |  |  |  | PAVILION CORE TEAM | 2024-10-28 | [24 empty] | 0 | [18 empty] | 0 |  | 0 | [24 empty] | 0
4387055 | U MI CIT | LEVEL 3 | IDF 3-122C | 3-023B | CONFERENCE ROOM | 4 |  | 3 |  |  | WIRED SPARE |  |  |  | WIRED SPARE |  |  |  | WIRED SPARE |  |  |  | WIRED SPARE |  |  |  | WIRED SPARE |  |  |  | WIRED SPARE |  |  |  | PAVILION CORE TEAM | 2024-10-28 | [24 empty] | 0 | [18 empty] | 0 |  | 0 | [24 empty] | 0
5930957 | U MI CIT | LEVEL 3 | IDF 3-122C | 3-023B | CONFERENCE ROOM | 5 |  | 3 |  |  | WIRED SPARE |  |  |  | WIRED SPARE |  |  |  | WIRED SPARE |  |  |  | WIRED SPARE |  |  |  | WIRED SPARE |  |  |  | WIRED SPARE |  |  |  | PAVILION CORE TEAM | 2024-10-28 | [24 empty] | 0 | [18 empty] | 0 |  | 0 | [24 empty] | 0
4387103 | U MI CIT | LEVEL 3 | IDF 3-122C | 3-023B | CONFERENCE ROOM | 6 |  | 3 |  |  | WIRED SPARE |  |  |  | WIRED SPARE |  |  |  | WIRED SPARE |  |  |  | WIRED SPARE |  |  |  | WIRED SPARE |  |  |  | WIRED SPARE |  |  |  | PAVILION CORE TEAM | 2024-10-28 | [24 empty] | 0 | [18 empty] | 0 |  | 0 | [24 empty] | 0
4386748 | U MI CIT | LEVEL 3 | IDF 3-122C | 3-023B | CONFERENCE ROOM | 7 |  | 3 |  |  | WIRED SPARE |  |  |  | WIRED SPARE |  |  |  | WIRED SPARE |  |  |  | WIRED SPARE |  |  |  | WIRED SPARE |  |  |  | WIRED SPARE |  |  |  | PAVILION CORE TEAM | 2024-10-28 | [24 empty] | 0 | [18 empty] | 0 |  | 0 | [24 empty] | 0
4387008 | U MI CIT | LEVEL 3 | IDF 3-122C | 3-023C | FURN/ EQUIP STOR | 1 |  | 3 |  |  | WIRED SPARE |  |  |  | WIRED SPARE |  |  |  | WIRED SPARE | [15 empty] | PAVILION CORE TEAM | 2024-10-28 | [24 empty] | 0 | [18 empty] | 0 |  | 0 | [24 empty] | 0
4386988 | U MI CIT | LEVEL 3 | IDF 3-122C | 3-023C | FURN/ EQUIP STOR | 2 |  | 3 |  |  | WIRED SPARE |  |  |  | WIRED SPARE |  |  |  | WIRED SPARE | [15 empty] | PAVILION CORE TEAM | 2024-10-28 | [24 empty] | 0 | [18 empty] | 0 |  | 0 | [24 empty] | 0
4387228 | U MI CIT | LEVEL 3 | IDF 3-122C | 3-023C | FURN/ EQUIP STOR | 3 |  | 3 |  |  | WIRED SPARE |  |  |  | WIRED SPARE |  |  |  | WIRED SPARE | [15 empty] | PAVILION CORE TEAM | 2024-10-28 | [24 empty] | 0 | [18 empty] | 0 |  | 0 | [24 empty] | 0
7461374 | U MI CIT | LEVEL 3 | IDF 3-122C | 3-121 | SUPPLY STORAGE | 1 |  | 3 |  |  | WIRED SPARE |  |  |  | WIRED SPARE |  |  |  | WIRED SPARE | [15 empty] | RADIOLOGY | 2024-10-28 | [24 empty] | 0 | [18 empty] | 0 |  | 0 | [24 empty] | 0
7460904 | U MI CIT | LEVEL 3 | IDF 3-122C | 3-216 | EQUIPMENT STORAGE | 1 |  | 3 |  |  | WIRED SPARE |  |  |  | WIRED SPARE |  |  |  | WIRED SPARE | [15 empty] | RADIOLOGY | 2024-10-28 | [24 empty] | 0 | [18 empty] | 0 |  | 0 | [24 empty] | 0
6568306 | U MI CIT | LEVEL 3 | IDF 3-304C | 3-301 | COMMUNAL ROOM | 1 |  | 3 |  |  | WIRED SPARE |  |  |  | WIRED SPARE |  |  |  | WIRED SPARE | [15 empty] | PAVILION CORE TEAM | 2024-10-28 | [24 empty] | 0 | [18 empty] | 0 |  | 0 | [24 empty] | 0
10705081 | U MI CIT | LEVEL 3 | IDF 3-304C | 3-301 | COMMUNAL ROOM | 2 |  | 3 |  |  | WIRED SPARE |  |  |  | WIRED SPARE |  |  |  | WIRED SPARE | [15 empty] | PAVILION CORE TEAM | 2024-10-28 | [24 empty] | 0 | [18 empty] | 0 |  | 0 | [24 empty] | 0
6568972 | U MI CIT | LEVEL 3 | IDF 3-304C | 3-333 | STAFF LOUNGE | 1 |  | 3 |  |  | WIRED SPARE |  |  |  | WIRED SPARE |  |  |  | WIRED SPARE | [15 empty] | PAVILION CORE TEAM | 2024-10-28 | [24 empty] | 0 | [18 empty] | 0 |  | 0 | [24 empty] | 0
4341047 | U MI CIT | LEVEL 5 | IDF 5-122C | 5-215A | ICU ISO ANTE RM | 1 |  | 3 |  |  | WIRED SPARE |  |  |  | WIRED SPARE |  |  |  | WIRED SPARE | [15 empty] | NURSING | 2024-10-28 | 5-16A | [23 empty] | 0 | [18 empty] | 0 |  | 0 | [24 empty] | 0
10869735 | U MI CIT | LEVEL 5 | IDF 5-238C | 5-232 | STAFF LOUNGE | 2 |  | 3 |  |  | WIRED SPARE |  |  |  | WIRED SPARE |  |  |  | WIRED SPARE | [15 empty] | PAVILION CORE TEAM | 2024-10-28 | [24 empty] | 0 | [18 empty] | 0 |  | 0 | [24 empty] | 0
10869707 | U MI CIT | LEVEL 5 | IDF 5-238C | 5-232 | STAFF LOUNGE | 3 |  | 3 |  |  | WIRED SPARE |  |  |  | WIRED SPARE |  |  |  | WIRED SPARE | [15 empty] | PAVILION CORE TEAM | 2024-10-28 | [24 empty] | 0 | [18 empty] | 0 |  | 0 | [24 empty] | 0
6741203 | U MI CIT | LEVEL 5 | IDF 5-304C | 5-401 | VESTIBULE | 2 |  | 3 |  |  | WIRED SPARE |  |  |  | WIRED SPARE |  |  |  | WIRED SPARE | [15 empty] | PAVILION CORE TEAM | 2024-10-28 | [24 empty] | 0 | [18 empty] | 0 |  | 0 | [24 empty] | 0
4318947 | U MI CIT | LEVEL 5 | IDF 5-304C | 5-412 | STAFF LOUNGE | 1 |  | 3 |  |  | WIRED SPARE |  |  |  | WIRED SPARE |  |  |  | WIRED SPARE | [15 empty] | PAVILION CORE TEAM | 2024-10-28 | [24 empty] | 0 | [18 empty] | 0 |  | 0 | [24 empty] | 0
4318913 | U MI CIT | LEVEL 5 | IDF 5-304C | 5-412 | STAFF LOUNGE | 2 |  | 3 |  |  | WIRED SPARE |  |  |  | WIRED SPARE |  |  |  | WIRED SPARE | [15 empty] | PAVILION CORE TEAM | 2024-10-28 | [24 empty] | 0 | [18 empty] | 0 |  | 0 | [24 empty] | 0
10878363 | U MI CIT | LEVEL 6 | IDF 6-122C | 6-114 | INTRAOPERATIVE MONITORING | 16 |  | AV |  |  | WIRED SPARE |  |  |  | WIRED SPARE | [19 empty] | AV EQUIP | 2024-10-28 | [24 empty] | 0 | [18 empty] | 0 |  | 0 | [24 empty] | 0 | [11 empty] | eliminate AV screen on East wall (L16) per Rusty's email dated 8/29/24
6688712 | U MI CIT | LEVEL 6 | IDF 6-122C | 6-126 | CLIN ENG STAGING | 1 |  | 3 |  |  | WIRED SPARE |  |  |  | WIRED SPARE |  |  |  | WIRED SPARE | [15 empty] | CLINICAL ENGINEERING | 2024-10-28 | [24 empty] | 0 | [18 empty] | 0 |  | 0 | [24 empty] | 0
6688875 | U MI CIT | LEVEL 6 | IDF 6-122C | 6-126 | CLIN ENG STAGING | 2 |  | 3 |  |  | WIRED SPARE |  |  |  | WIRED SPARE |  |  |  | WIRED SPARE | [15 empty] | CLINICAL ENGINEERING | 2024-10-28 | [24 empty] | 0 | [18 empty] | 0 |  | 0 | [24 empty] | 0
6689127 | U MI CIT | LEVEL 6 | IDF 6-122C | 6-128 | VENDOR STAGING | 1 |  | 3 |  |  | WIRED SPARE |  |  |  | WIRED SPARE |  |  |  | WIRED SPARE | [15 empty] | OR | 2024-10-28 | [24 empty] | 0 | [18 empty] | 0 |  | 0 | [24 empty] | 0
6687847 | U MI CIT | LEVEL 6 | IDF 6-122C | 6-208 | OVERBED TABLE STOR | 1 |  | 3 |  |  | WIRED SPARE |  |  |  | WIRED SPARE |  |  |  | WIRED SPARE | [16 empty] | 2024-10-28 | [24 empty] | 0 | [18 empty] | 0 |  | 0 | [24 empty] | 0
6688126 | U MI CIT | LEVEL 6 | IDF 6-122C | 6-208 | OVERBED TABLE STOR | 2 |  | 3 |  |  | WIRED SPARE |  |  |  | WIRED SPARE |  |  |  | WIRED SPARE | [16 empty] | 2024-10-28 | [24 empty] | 0 | [18 empty] | 0 |  | 0 | [24 empty] | 0
6687761 | U MI CIT | LEVEL 6 | IDF 6-122C | 6-208 | OVERBED TABLE STOR | 3 |  | 3 |  |  | WIRED SPARE |  |  |  | WIRED SPARE |  |  |  | WIRED SPARE | [16 empty] | 2024-10-28 | [24 empty] | 0 | [18 empty] | 0 |  | 0 | [24 empty] | 0
7004998 | U MI CIT | LEVEL 6 | IDF 6-122C | 6-210F | LAB COAT ALC | 1 |  | 3 |  |  | WIRED SPARE |  |  |  | WIRED SPARE |  |  |  | WIRED SPARE | [15 empty] | PAVILION CORE TEAM | 2024-10-28 | [24 empty] | 0 | [18 empty] | 0 |  | 0 | [24 empty] | 0
7004934 | U MI CIT | LEVEL 6 | IDF 6-122C | 6-213 | IOM EQUIPMENT ROOM | 1 |  | 3 |  |  | WIRED SPARE |  |  |  | WIRED SPARE |  |  |  | WIRED SPARE | [15 empty] | PERIOP SERVICES | 2024-10-28 | [24 empty] | 0 | [18 empty] | 0 |  | 0 | [24 empty] | 0
7004926 | U MI CIT | LEVEL 6 | IDF 6-122C | 6-213 | IOM EQUIPMENT ROOM | 2 |  | 3 |  |  | WIRED SPARE |  |  |  | WIRED SPARE |  |  |  | WIRED SPARE | [15 empty] | PERIOP SERVICES | 2024-10-28 | [24 empty] | 0 | [18 empty] | 0 |  | 0 | [24 empty] | 0
4455830 | U MI CIT | LEVEL 6 | IDF 6-122C | 6-213 | IOM EQUIPMENT ROOM | 3 |  | 3 |  |  | WIRED SPARE |  |  |  | WIRED SPARE |  |  |  | WIRED SPARE | [15 empty] | PERIOP SERVICES | 2024-10-28 | [24 empty] | 0 | [18 empty] | 0 |  | 0 | [24 empty] | 0
7004942 | U MI CIT | LEVEL 6 | IDF 6-122C | 6-213 | IOM EQUIPMENT ROOM | 4 |  | 3 |  |  | WIRED SPARE |  |  |  | WIRED SPARE |  |  |  | WIRED SPARE | [15 empty] | PERIOP SERVICES | 2024-10-28 | [24 empty] | 0 | [18 empty] | 0 |  | 0 | [24 empty] | 0
7005042 | U MI CIT | LEVEL 6 | IDF 6-238C | 6-240B | LAB COAT ALC | 1 |  | 3 |  |  | WIRED SPARE |  |  |  | WIRED SPARE |  |  |  | WIRED SPARE | [15 empty] | PAVILION CORE TEAM | 2024-10-28 | [24 empty] | 0 | [18 empty] | 0 |  | 0 | [24 empty] | 0
7005050 | U MI CIT | LEVEL 6 | IDF 6-238C | 6-240B | LAB COAT ALC | 2 |  | 3 |  |  | WIRED SPARE |  |  |  | WIRED SPARE |  |  |  | WIRED SPARE | [15 empty] | PAVILION CORE TEAM | 2024-10-28 | [24 empty] | 0 | [18 empty] | 0 |  | 0 | [24 empty] | 0
4453080 | U MI CIT | LEVEL 6 | IDF 6-238C | 6-303 | STORAGE | 1 |  | 3 |  |  | WIRED SPARE |  |  |  | WIRED SPARE |  |  |  | WIRED SPARE | [15 empty] | PERIOP | 2024-10-28 | [24 empty] | 0 | [18 empty] | 0 |  | 0 | [24 empty] | 0
10548351 | U MI CIT | LEVEL 6 | IDF 6-304C | 6-315F | MRI ROOM | 5 |  | 3-L |  |  | WIRED SPARE |  |  |  | WIRED SPARE |  |  |  | WIRED SPARE | [16 empty] | 2024-10-28 | [24 empty] | 0 | [18 empty] | 0 |  | 0 | [24 empty] | 0
10548432 | U MI CIT | LEVEL 6 | IDF 6-304C | 6-315F | MRI ROOM | 6 |  | 3-L |  |  | WIRED SPARE |  |  |  | WIRED SPARE |  |  |  | WIRED SPARE | [16 empty] | 2024-10-28 | [24 empty] | 0 | [18 empty] | 0 |  | 0 | [24 empty] | 0
4433526 | U MI CIT | LEVEL 6 | IDF 6-304C | 6-315G | MRI EQUIPMENT | 1 |  | 3 |  |  | WIRED SPARE |  |  |  | WIRED SPARE |  |  |  | WIRED SPARE | [16 empty] | 2024-10-28 | [24 empty] | 0 | [18 empty] | 0 |  | 0 | [24 empty] | 0
4433626 | U MI CIT | LEVEL 6 | IDF 6-304C | 6-315G | MRI EQUIPMENT | 4 |  | 3 |  |  | WIRED SPARE |  |  |  | WIRED SPARE |  |  |  | WIRED SPARE | [16 empty] | 2024-10-28 | [24 empty] | 0 | [18 empty] | 0 |  | 0 | [24 empty] | 0
4444412 | U MI CIT | LEVEL 6 | IDF 6-304C | 6-315H | CODE ROOM | 1 |  | 3 |  |  | WIRED SPARE |  |  |  | WIRED SPARE |  |  |  | WIRED SPARE | [16 empty] | 2024-10-28 | [24 empty] | 0 | [18 empty] | 0 |  | 0 | [24 empty] | 0
4444432 | U MI CIT | LEVEL 6 | IDF 6-304C | 6-315H | CODE ROOM | 2 |  | 3 |  |  | WIRED SPARE |  |  |  | WIRED SPARE |  |  |  | WIRED SPARE | [16 empty] | 2024-10-28 | [24 empty] | 0 | [18 empty] | 0 |  | 0 | [24 empty] | 0
4444480 | U MI CIT | LEVEL 6 | IDF 6-304C | 6-315H | CODE ROOM | 3 |  | 3 |  |  | WIRED SPARE |  |  |  | WIRED SPARE |  |  |  | WIRED SPARE | [16 empty] | 2024-10-28 | [24 empty] | 0 | [18 empty] | 0 |  | 0 | [24 empty] | 0
4444452 | U MI CIT | LEVEL 6 | IDF 6-304C | 6-315H | CODE ROOM | 4 |  | 3 |  |  | WIRED SPARE |  |  |  | WIRED SPARE |  |  |  | WIRED SPARE | [16 empty] | 2024-10-28 | [24 empty] | 0 | [18 empty] | 0 |  | 0 | [24 empty] | 0
4444392 | U MI CIT | LEVEL 6 | IDF 6-304C | 6-315H | CODE ROOM | 6 |  | 3 |  |  | WIRED SPARE |  |  |  | WIRED SPARE |  |  |  | WIRED SPARE | [16 empty] | 2024-10-28 | [24 empty] | 0 | [18 empty] | 0 |  | 0 | [24 empty] | 0
4444244 | U MI CIT | LEVEL 6 | IDF 6-304C | 6-315K | MRI CONTROL | 15 |  | 3 |  |  | WIRED SPARE |  |  |  | WIRED SPARE |  |  |  | WIRED SPARE | [16 empty] | 2024-10-28 | [24 empty] | 0 | [18 empty] | 0 |  | 0 | [24 empty] | 0
4444284 | U MI CIT | LEVEL 6 | IDF 6-304C | 6-315K | MRI CONTROL | 16 |  | 3 |  |  | WIRED SPARE |  |  |  | WIRED SPARE |  |  |  | WIRED SPARE | [16 empty] | 2024-10-28 | [24 empty] | 0 | [18 empty] | 0 |  | 0 | [24 empty] | 0
7463814 | U MI CIT | LEVEL 6 | IDF 6-304C | 6-323 | NEPTUNE DOCKING | 1 |  | 3 |  |  | WIRED SPARE |  |  |  | WIRED SPARE |  |  |  | WIRED SPARE | [15 empty] | PERIOP SERVICES | 2024-10-28 | [24 empty] | 0 | [18 empty] | 0 |  | 0 | [24 empty] | 0
4451172 | U MI CIT | LEVEL 6 | IDF 6-238C | 6-326 | NURSING SERVICE LEADS | 5 |  | 3 |  |  | WIRED SPARE |  |  |  | WIRED SPARE |  |  |  | WIRED SPARE | [15 empty] | PERIOP | 2024-10-28 | [24 empty] | 0 | [18 empty] | 0 |  | 0 | [24 empty] | 0
7044087 | U MI CIT | LEVEL 6 | IDF 6-238C | 6-332 | OPERATING ROOM, SPINE (SILENT) | 1 |  | 3 |  |  | WIRED SPARE |  |  |  | WIRED SPARE |  |  |  | WIRED SPARE | [15 empty] | PERIOP SERVICES | 2024-10-28 | OR 8 | [23 empty] | 0 | [18 empty] | 0 |  | 0 | [24 empty] | 0
7044514 | U MI CIT | LEVEL 6 | IDF 6-238C | 6-332 | OPERATING ROOM, SPINE (SILENT) | 2 |  | 3 |  |  | WIRED SPARE |  |  |  | WIRED SPARE |  |  |  | WIRED SPARE | [15 empty] | PERIOP SERVICES | 2024-10-28 | OR 8 | [23 empty] | 0 | [18 empty] | 0 |  | 0 | [24 empty] | 0
4828158 | U MI CIT | LEVEL 6 | IDF 6-238C | 6-332 | OPERATING ROOM, SPINE (SILENT) | 5 |  | 3 |  |  | WIRED SPARE |  |  |  | WIRED SPARE |  |  |  | WIRED SPARE | [15 empty] | PERIOP SERVICES | 2024-10-28 | OR 8 | [23 empty] | 0 | [18 empty] | 0 |  | 0 | [24 empty] | 0
7044166 | U MI CIT | LEVEL 6 | IDF 6-238C | 6-332 | OPERATING ROOM, SPINE (SILENT) | 10 |  | 3 |  |  | WIRED SPARE |  |  |  | WIRED SPARE |  |  |  | WIRED SPARE | [15 empty] | PERIOP SERVICES | 2024-10-28 | OR 8 | [23 empty] | 0 | [18 empty] | 0 |  | 0 | [24 empty] | 0
7044211 | U MI CIT | LEVEL 6 | IDF 6-238C | 6-332 | OPERATING ROOM, SPINE (SILENT) | 11 |  | 3 |  |  | WIRED SPARE |  |  |  | WIRED SPARE |  |  |  | WIRED SPARE | [15 empty] | PERIOP SERVICES | 2024-10-28 | OR 8 | [23 empty] | 0 | [18 empty] | 0 |  | 0 | [24 empty] | 0
7044404 | U MI CIT | LEVEL 6 | IDF 6-238C | 6-332 | OPERATING ROOM, SPINE (SILENT) | 12 |  | 3 |  |  | WIRED SPARE |  |  |  | WIRED SPARE |  |  |  | WIRED SPARE | [15 empty] | PERIOP SERVICES | 2024-10-28 | OR 8 | [23 empty] | 0 | [18 empty] | 0 |  | 0 | [24 empty] | 0
4828068 | U MI CIT | LEVEL 6 | IDF 6-238C | 6-332 | OPERATING ROOM, SPINE (SILENT) | 13 |  | 3 |  |  | WIRED SPARE |  |  |  | WIRED SPARE |  |  |  | WIRED SPARE | [15 empty] | PERIOP SERVICES | 2024-10-28 | OR 8 | [23 empty] | 0 | [18 empty] | 0 |  | 0 | [24 empty] | 0
4828108 | U MI CIT | LEVEL 6 | IDF 6-238C | 6-332 | OPERATING ROOM, SPINE (SILENT) | 15 |  | 3 |  |  | WIRED SPARE |  |  |  | WIRED SPARE |  |  |  | WIRED SPARE | [15 empty] | PERIOP SERVICES | 2024-10-28 | OR 8 | [23 empty] | 0 | [18 empty] | 0 |  | 0 | [24 empty] | 0
4828116 | U MI CIT | LEVEL 6 | IDF 6-238C | 6-332 | OPERATING ROOM, SPINE (SILENT) | 16 |  | 3 |  |  | WIRED SPARE |  |  |  | WIRED SPARE |  |  |  | WIRED SPARE | [15 empty] | PERIOP SERVICES | 2024-10-28 | OR 8 | [23 empty] | 0 | [18 empty] | 0 |  | 0 | [24 empty] | 0
4828124 | U MI CIT | LEVEL 6 | IDF 6-238C | 6-332 | OPERATING ROOM, SPINE (SILENT) | 17 |  | 3 |  |  | WIRED SPARE |  |  |  | WIRED SPARE |  |  |  | WIRED SPARE | [15 empty] | PERIOP SERVICES | 2024-10-28 | OR 8 | [23 empty] | 0 | [18 empty] | 0 |  | 0 | [24 empty] | 0
5458439 | U MI CIT | LEVEL 6 | IDF 6-238C | 6-332 | OPERATING ROOM, SPINE (SILENT) | 26 |  | 3 |  |  | WIRED SPARE |  |  |  | WIRED SPARE |  |  |  | WIRED SPARE | [15 empty] | PERIOP SERVICES | 2024-10-28 | OR 8 | [23 empty] | 0 | [18 empty] | 0 |  | 0 | [24 empty] | 0
5458415 | U MI CIT | LEVEL 6 | IDF 6-238C | 6-332 | OPERATING ROOM, SPINE (SILENT) | 27 |  | 3 |  |  | WIRED SPARE |  |  |  | WIRED SPARE |  |  |  | WIRED SPARE | [15 empty] | PERIOP SERVICES | 2024-10-28 | OR 8 | [23 empty] | 0 | [18 empty] | 0 |  | 0 | [24 empty] | 0
5458353 | U MI CIT | LEVEL 6 | IDF 6-238C | 6-332 | OPERATING ROOM, SPINE (SILENT) | 28 |  | 3 |  |  | WIRED SPARE |  |  |  | WIRED SPARE |  |  |  | WIRED SPARE | [15 empty] | PERIOP SERVICES | 2024-10-28 | OR 8 | [23 empty] | 0 | [18 empty] | 0 |  | 0 | [24 empty] | 0
8434575 | U MI CIT | LEVEL 6 | IDF 6-304C | 6-420A | CC | 2 |  | 3 |  |  | WIRED SPARE |  |  |  | WIRED SPARE |  |  |  | WIRED SPARE | [16 empty] | 2024-10-28 | [24 empty] | 0 | [18 empty] | 0 |  | 0 | [24 empty] | 0
4469396 | U MI CIT | LEVEL 7 | IDF 7-304C | 7-005 | TEAM WORKROOM | 6 |  | 3 |  |  | WIRED SPARE |  |  |  | WIRED SPARE |  |  |  | WIRED SPARE | [15 empty] | PAVILION CORE TEAM | 2024-10-28 | [24 empty] | 0 | [18 empty] | 0 |  | 0 | [24 empty] | 0
4718898 | U MI CIT | LEVEL 7 | IDF 7-304C | 7-005 | TEAM WORKROOM | 8 |  | 3 |  |  | WIRED SPARE |  |  |  | WIRED SPARE |  |  |  | WIRED SPARE | [15 empty] | PAVILION CORE TEAM | 2024-10-28 | [24 empty] | 0 | [18 empty] | 0 |  | 0 | [24 empty] | 0
4470493 | U MI CIT | LEVEL 7 | IDF 7-304C | 7-005 | TEAM WORKROOM | 17 |  | 3 |  |  | WIRED SPARE |  |  |  | WIRED SPARE |  |  |  | WIRED SPARE | [15 empty] | PAVILION CORE TEAM | 2024-10-28 | [24 empty] | 0 | [18 empty] | 0 |  | 0 | [24 empty] | 0
4470473 | U MI CIT | LEVEL 7 | IDF 7-304C | 7-005 | TEAM WORKROOM | 18 |  | 3 |  |  | WIRED SPARE |  |  |  | WIRED SPARE |  |  |  | WIRED SPARE | [15 empty] | PAVILION CORE TEAM | 2024-10-28 | [24 empty] | 0 | [18 empty] | 0 |  | 0 | [24 empty] | 0
6620592 | U MI CIT | LEVEL 8 | IDF 8-334C | 8-126 | STAFF LOUNGE/ LOCKERS | 6 |  | 3 |  |  | WIRED SPARE |  |  |  | WIRED SPARE |  |  |  | WIRED SPARE | [15 empty] | PAVILION CORE TEAM | 2024-10-28 |  | 2A | 2025-04-21 | [21 empty] | 0 | [18 empty] | 0 |  | 0 | [24 empty] | 0
6620494 | U MI CIT | LEVEL 8 | IDF 8-334C | 8-128 | STAFF LOUNGE/ LOCKERS | 1 |  | 3 |  |  | WIRED SPARE |  |  |  | WIRED SPARE |  |  |  | WIRED SPARE | [15 empty] | PAVILION CORE TEAM | 2024-10-28 |  | 2A | 2025-04-21 | [21 empty] | 0 | [18 empty] | 0 |  | 0 | [24 empty] | 0
7467065 | U MI CIT | LEVEL 8 | IDF 8-122C | 8-204 | EQUIPMENT STORAGE | 1 |  | 3 |  |  | WIRED SPARE |  |  |  | WIRED SPARE |  |  |  | WIRED SPARE | [16 empty] | 2024-10-28 |  | 2A | 2025-04-21 | [21 empty] | 0 | [18 empty] | 0 |  | 0 | [24 empty] | 0
5476723 | U MI CIT | LEVEL 8 | IDF 8-122C | 8-206 | TEAM ROOM | 2 |  | 3 |  |  | WIRED SPARE |  |  |  | WIRED SPARE |  |  |  | WIRED SPARE | [15 empty] | PAVILION CORE TEAM | 2024-10-28 |  | 2A | 2025-04-21 | [21 empty] | 0 | [18 empty] | 0 |  | 0 | [24 empty] | 0
10811557 | U MI CIT | LEVEL 8 | IDF 8-122C | 8-206 | TEAM ROOM | 12 |  | 3 |  |  | WIRED SPARE |  |  |  | WIRED SPARE |  |  |  | WIRED SPARE | [15 empty] | PAVILION CORE TEAM | 2024-10-28 |  | 2A | 2025-04-21 | [21 empty] | 0 | [18 empty] | 0 |  | 0 | [24 empty] | 0
7466736 | U MI CIT | LEVEL 8 | IDF 8-122C | 8-224 | RT STORAGE | 1 |  | 3 |  |  | WIRED SPARE |  |  |  | WIRED SPARE |  |  |  | WIRED SPARE | [15 empty] | PAVILION CORE TEAM | 2024-10-28 |  | 2A | 2025-04-21 | [21 empty] | 0 | [18 empty] | 0 |  | 0 | [24 empty] | 0
6623202 | U MI CIT | LEVEL 8 | IDF 8-122C | 8-312 | NOURISHMENT | 1 |  | 1 |  |  | WIRED SPARE | [23 empty] | PAVILION CORE TEAM | 2024-10-28 |  | 2A | 2025-04-21 | [21 empty] | 0 | [18 empty] | 0 |  | 0 | [24 empty] | 0
7466573 | U MI CIT | LEVEL 8 | IDF 8-122C | 8-314 | EQUIPMENT STORAGE | 1 |  | 3 |  |  | WIRED SPARE |  |  |  | WIRED SPARE |  |  |  | WIRED SPARE | [16 empty] | 2024-10-28 |  | 2A | 2025-04-21 | [21 empty] | 0 | [18 empty] | 0 |  | 0 | [24 empty] | 0
7465965 | U MI CIT | LEVEL 8 | IDF 8-438C | 8-354 | EQUIPMENT STORAGE | 1 |  | 3 |  |  | WIRED SPARE |  |  |  | WIRED SPARE |  |  |  | WIRED SPARE | [16 empty] | 2024-10-28 |  | 2A | 2025-04-21 | [21 empty] | 0 | [18 empty] | 0 |  | 0 | [24 empty] | 0
6620342 | U MI CIT | LEVEL 8 | IDF 8-438C | 8-356 | NOURISHMENT | 1 |  | 1 |  |  | WIRED SPARE | [23 empty] | PAVILION CORE TEAM | 2024-10-28 |  | 2A | 2025-04-21 | [21 empty] | 0 | [18 empty] | 0 |  | 0 | [24 empty] | 0
4613841 | U MI CIT | LEVEL 8 | IDF 8-438C | 8-413 | EMU PATIENT RM | 1 |  | 3 |  |  | WORKSTATION |  |  |  | WIRED SPARE |  |  |  | WIRED SPARE | [15 empty] | EMU-EEG Staff | 2024-10-28 | 8-39 | 2A | 2025-04-21 | [15 empty] | 1 | medium length articulating arm at headwall patient right, VESA mount for Dell OptiPlex All-in-One: Starting weight: 16.55 lb (7.51 kg),Weight (maximum): 20.25 lb (9.19 kg),Starting weight, without stand: 12.37 lb (5.61 kg),Weight (maximum), without stand: 13.93 lb (6.32 kg), keyboard, mouse | WSIU3559 |  |  |  | 0 |  |  |  | 1 | 1 | [12 empty] | 1 | 0 |  | 0 |  |  | 1 | [21 empty] | 0
4613778 | U MI CIT | LEVEL 8 | IDF 8-438C | 8-415 | EMU PATIENT RM | 1 | 8-415-01 | 3 |  |  | WORKSTATION |  |  |  | WIRED SPARE |  |  |  | WIRED SPARE | [15 empty] | EMU-EEG Staff | 2024-10-28 | 8-40 | 2A | 2025-04-21 | [15 empty] | 1 | medium length articulating arm at headwall patient right, VESA mount for Dell OptiPlex All-in-One: Starting weight: 16.55 lb (7.51 kg),Weight (maximum): 20.25 lb (9.19 kg),Starting weight, without stand: 12.37 lb (5.61 kg),Weight (maximum), without stand: 13.93 lb (6.32 kg), keyboard, mouse | WSIU3560 |  |  |  | 0 |  |  |  | 1 | 1 | [12 empty] | 1 | 0 |  | 0 |  |  | 1 | [21 empty] | 0
4613715 | U MI CIT | LEVEL 8 | IDF 8-438C | 8-417 | EMU PATIENT RM | 1 |  | 3 |  |  | WORKSTATION |  |  |  | WIRED SPARE |  |  |  | WIRED SPARE | [15 empty] | EMU-EEG Staff | 2024-10-28 | 8-41 | 2A | 2025-04-21 | [15 empty] | 1 | medium length articulating arm at headwall patient right, VESA mount for Dell OptiPlex All-in-One: Starting weight: 16.55 lb (7.51 kg),Weight (maximum): 20.25 lb (9.19 kg),Starting weight, without stand: 12.37 lb (5.61 kg),Weight (maximum), without stand: 13.93 lb (6.32 kg), keyboard, mouse | WSIU3561 |  |  |  | 0 |  |  |  | 1 | 1 | [12 empty] | 1 | 0 |  | 0 |  |  | 1 | [21 empty] | 0
4613652 | U MI CIT | LEVEL 8 | IDF 8-438C | 8-419 | EMU PATIENT RM | 1 |  | 3 |  |  | WORKSTATION |  |  |  | WIRED SPARE |  |  |  | WIRED SPARE | [15 empty] | EMU-EEG Staff | 2024-10-28 | 8-42 | 2A | 2025-04-21 | [15 empty] | 1 | medium length articulating arm at headwall patient right, VESA mount for Dell OptiPlex All-in-One: Starting weight: 16.55 lb (7.51 kg),Weight (maximum): 20.25 lb (9.19 kg),Starting weight, without stand: 12.37 lb (5.61 kg),Weight (maximum), without stand: 13.93 lb (6.32 kg), keyboard, mouse | WSIU3562 |  |  |  | 0 |  |  |  | 1 | 1 | [12 empty] | 1 | 0 |  | 0 |  |  | 1 | [21 empty] | 0
4350277 | U MI CIT | LEVEL 8 | IDF 8-438C | 8-421 | EMU PATIENT RM | 1 |  | 3 |  |  | WORKSTATION |  |  |  | WIRED SPARE |  |  |  | WIRED SPARE | [15 empty] | EMU-EEG Staff | 2024-10-28 | 8-43 | 2A | 2025-04-21 | [15 empty] | 1 | medium length articulating arm at headwall patient right, VESA mount for Dell OptiPlex All-in-One: Starting weight: 16.55 lb (7.51 kg),Weight (maximum): 20.25 lb (9.19 kg),Starting weight, without stand: 12.37 lb (5.61 kg),Weight (maximum), without stand: 13.93 lb (6.32 kg), keyboard, mouse | WSIU3563 |  |  |  | 0 |  |  |  | 1 | 1 | [12 empty] | 1 | 0 |  | 0 |  |  | 1 | [21 empty] | 0
4613589 | U MI CIT | LEVEL 8 | IDF 8-438C | 8-423 | EMU PATIENT RM | 1 |  | 3 |  |  | WORKSTATION |  |  |  | WIRED SPARE |  |  |  | WIRED SPARE | [15 empty] | EMU-EEG Staff | 2024-10-28 | 8-44 | 2A | 2025-04-21 | [15 empty] | 1 | medium length articulating arm at headwall patient right, VESA mount for Dell OptiPlex All-in-One: Starting weight: 16.55 lb (7.51 kg),Weight (maximum): 20.25 lb (9.19 kg),Starting weight, without stand: 12.37 lb (5.61 kg),Weight (maximum), without stand: 13.93 lb (6.32 kg), keyboard, mouse | WSIU3564 |  |  |  | 0 |  |  |  | 1 | 1 | [12 empty] | 1 | 0 |  | 0 |  |  | 1 | [21 empty] | 0
10868667 | U MI CIT | LEVEL 8 | IDF 8-438C | 8-425 | STAFF LOUNGE | 1 |  | 3 |  |  | WIRED SPARE |  |  |  | WIRED SPARE |  |  |  | WIRED SPARE | [15 empty] | PAVILION CORE TEAM | 2024-10-28 |  | 2A | 2025-04-21 | [21 empty] | 0 | [18 empty] | 0 |  | 0 | [24 empty] | 0
10868687 | U MI CIT | LEVEL 8 | IDF 8-438C | 8-425 | STAFF LOUNGE | 2 |  | 3 |  |  | WIRED SPARE |  |  |  | WIRED SPARE |  |  |  | WIRED SPARE | [15 empty] | PAVILION CORE TEAM | 2024-10-28 |  | 2A | 2025-04-21 | [21 empty] | 0 | [18 empty] | 0 |  | 0 | [24 empty] | 0
7466231 | U MI CIT | LEVEL 8 | IDF 8-438C | 8-436 | EQUIPMENT STORAGE | 1 |  | 3 |  |  | WIRED SPARE |  |  |  | WIRED SPARE |  |  |  | WIRED SPARE | [16 empty] | 2024-10-28 |  | 2A | 2025-04-21 | [21 empty] | 0 | [18 empty] | 0 |  | 0 | [24 empty] | 0
10810653 | U MI CIT | LEVEL 8 | IDF 8-438C | 8-444A | CONFERENCE ROOM | 2 |  | 3 |  |  | AV ROOM EQUIPMENT |  |  |  | AV ROOM EQUIPMENT |  |  |  | WIRED SPARE | [15 empty] | PAVILION CORE TEAM | 2024-10-28 |  | 2A | 2025-04-21 | [21 empty] | 0 | [18 empty] | 0 |  | 0 | [24 empty] | 0
6621919 | U MI CIT | LEVEL 8 | IDF 8-438C | 8-446 | NOURISHMENT | 1 |  | 1 |  |  | WIRED SPARE | [23 empty] | PAVILION CORE TEAM | 2024-10-28 |  | 2A | 2025-04-21 | [21 empty] | 0 | [18 empty] | 0 |  | 0 | [24 empty] | 0
7466307 | U MI CIT | LEVEL 8 | IDF 8-438C | 8-452 | EQUIPMENT STORAGE | 1 |  | 3 |  |  | WIRED SPARE |  |  |  | WIRED SPARE |  |  |  | WIRED SPARE | [16 empty] | 2024-10-28 |  | 2A | 2025-04-21 | [21 empty] | 0 | [18 empty] | 0 |  | 0 | [24 empty] | 0
4614464 | U MI CIT | LEVEL 8 | IDF 8-438C | 8-501 | EMU PATIENT RM | 1 |  | 3 |  |  | WORKSTATION |  |  |  | WIRED SPARE |  |  |  | WIRED SPARE | [15 empty] | EMU-EEG Staff | 2024-10-28 | 8-45 | 2A | 2025-04-21 | [15 empty] | 1 | medium length articulating arm at headwall patient right, VESA mount for Dell OptiPlex All-in-One: Starting weight: 16.55 lb (7.51 kg),Weight (maximum): 20.25 lb (9.19 kg),Starting weight, without stand: 12.37 lb (5.61 kg),Weight (maximum), without stand: 13.93 lb (6.32 kg), keyboard, mouse | WSIU3565 |  |  |  | 0 |  |  |  | 1 | 1 | [12 empty] | 1 | 0 |  | 0 |  |  | 1 | [21 empty] | 0
4614521 | U MI CIT | LEVEL 8 | IDF 8-438C | 8-503 | EMU PATIENT RM | 1 |  | 3 |  |  | WORKSTATION |  |  |  | WIRED SPARE |  |  |  | WIRED SPARE | [15 empty] | EMU-EEG Staff | 2024-10-28 | 8-46 | 2A | 2025-04-21 | [15 empty] | 1 | medium length articulating arm at headwall patient right, VESA mount for Dell OptiPlex All-in-One: Starting weight: 16.55 lb (7.51 kg),Weight (maximum): 20.25 lb (9.19 kg),Starting weight, without stand: 12.37 lb (5.61 kg),Weight (maximum), without stand: 13.93 lb (6.32 kg), keyboard, mouse | WSIU3566 |  |  |  | 0 |  |  |  | 1 | 1 | [12 empty] | 1 | 0 |  | 0 |  |  | 1 | [21 empty] | 0
4614577 | U MI CIT | LEVEL 8 | IDF 8-438C | 8-505 | EMU PATIENT RM | 1 |  | 3 |  |  | WORKSTATION |  |  |  | WIRED SPARE |  |  |  | WIRED SPARE | [15 empty] | EMU-EEG Staff | 2024-10-28 | 8-47 | 2A | 2025-04-21 | [15 empty] | 1 | medium length articulating arm at headwall patient right, VESA mount for Dell OptiPlex All-in-One: Starting weight: 16.55 lb (7.51 kg),Weight (maximum): 20.25 lb (9.19 kg),Starting weight, without stand: 12.37 lb (5.61 kg),Weight (maximum), without stand: 13.93 lb (6.32 kg), keyboard, mouse | WSIU3567 |  |  |  | 0 |  |  |  | 1 | 1 | [12 empty] | 1 | 0 |  | 0 |  |  | 1 | [21 empty] | 0
4614633 | U MI CIT | LEVEL 8 | IDF 8-438C | 8-507 | EMU PATIENT RM ADA | 1 |  | 3 |  |  | WORKSTATION |  |  |  | WIRED SPARE |  |  |  | WIRED SPARE | [15 empty] | EMU-EEG Staff | 2024-10-28 | 8-48 | 2A | 2025-04-21 | [15 empty] | 1 | medium length articulating arm at headwall patient right, VESA mount for Dell OptiPlex All-in-One: Starting weight: 16.55 lb (7.51 kg),Weight (maximum): 20.25 lb (9.19 kg),Starting weight, without stand: 12.37 lb (5.61 kg),Weight (maximum), without stand: 13.93 lb (6.32 kg), keyboard, mouse | WSIU3568 |  |  |  | 0 |  |  |  | 1 | 1 | [12 empty] | 1 | 0 |  | 0 |  |  | 1 | [21 empty] | 0
6622889 | U MI CIT | LEVEL 8 | IDF 8-334C | 8-513 | CONSULT (Compass Station) | 2 |  | AV |  |  | WIRED SPARE |  |  |  | WIRED SPARE | [19 empty] | EEG TEAM 9/5/24 | 2024-10-28 |  | 2A | 2025-04-21 | [21 empty] | 0 | [18 empty] | 0 |  | 0 | [24 empty] | 0
4487049 | U MI CIT | LEVEL 9 | IDF 9-122C | 9-204 | EQUIPMENT STORAGE | 1 |  | 3 |  |  | WIRED SPARE |  |  |  | WIRED SPARE |  |  |  | WIRED SPARE | [16 empty] | 2024-10-28 |  | 2B | 2025-04-07 | [21 empty] | 0 | [18 empty] | 0 |  | 0 | [24 empty] | 0
10813478 | U MI CIT | LEVEL 9 | IDF 9-122C | 9-206 | TEAM ROOM | 12 |  | 3 |  |  | WIRED SPARE |  |  |  | WIRED SPARE |  |  |  | WIRED SPARE | [15 empty] | PAVILION CORE TEAM | 2024-10-28 |  | 2B | 2025-04-07 | [21 empty] | 0 | [18 empty] | 0 |  | 0 | [24 empty] | 0
7467520 | U MI CIT | LEVEL 9 | IDF 9-122C | 9-224 | RT STORAGE | 1 |  | 3 |  |  | WIRED SPARE |  |  |  | WIRED SPARE |  |  |  | WIRED SPARE | [15 empty] | PAVILION CORE TEAM | 2024-10-28 |  | 2B | 2025-04-07 | [21 empty] | 0 | [18 empty] | 0 |  | 0 | [24 empty] | 0
6628141 | U MI CIT | LEVEL 9 | IDF 9-122C | 9-312 | NOURISHMENT | 1 |  | 1 |  |  | WIRED SPARE | [23 empty] | NURSING | 2024-10-28 |  | 2B | 2025-04-07 | [21 empty] | 0 | [18 empty] | 0 |  | 0 | [24 empty] | 0
4492148 | U MI CIT | LEVEL 9 | IDF 9-122C | 9-314 | EQUIPMENT STORAGE | 1 |  | 3 |  |  | WIRED SPARE |  |  |  | WIRED SPARE |  |  |  | WIRED SPARE | [16 empty] | 2024-10-28 |  | 2B | 2025-04-07 | [21 empty] | 0 | [18 empty] | 0 |  | 0 | [24 empty] | 0
7467261 | U MI CIT | LEVEL 9 | IDF 9-438C | 9-354 | EQUIPMENT STORAGE | 1 |  | 3 |  |  | WIRED SPARE |  |  |  | WIRED SPARE |  |  |  | WIRED SPARE | [16 empty] | 2024-10-28 |  | 2B | 2025-04-07 | [21 empty] | 0 | [18 empty] | 0 |  | 0 | [24 empty] | 0
4478585 | U MI CIT | LEVEL 9 | IDF 9-438C | 9-356 | NOURISHMENT | 1 |  | 1 |  |  | WIRED SPARE | [23 empty] | PAVILION CORE TEAM | 2024-10-28 |  | 2B | 2025-04-07 | [21 empty] | 0 | [18 empty] | 0 |  | 0 | [24 empty] | 0
4481564 | U MI CIT | LEVEL 9 | IDF 9-438C | 9-406 | TEAM ROOM | 5 |  | 3 |  |  | WIRED SPARE |  |  |  | WIRED SPARE |  |  |  | WIRED SPARE | [15 empty] | PAVILION CORE TEAM | 2024-10-28 |  | 2B | 2025-04-07 | [21 empty] | 0 | [18 empty] | 0 |  | 0 | [24 empty] | 0
4481544 | U MI CIT | LEVEL 9 | IDF 9-438C | 9-406 | TEAM ROOM | 6 |  | 3 |  |  | WIRED SPARE |  |  |  | WIRED SPARE |  |  |  | WIRED SPARE | [15 empty] | PAVILION CORE TEAM | 2024-10-28 |  | 2B | 2025-04-07 | [21 empty] | 0 | [18 empty] | 0 |  | 0 | [24 empty] | 0
4481041 | U MI CIT | LEVEL 9 | IDF 9-438C | 9-406 | TEAM ROOM | 14 |  | 3 |  |  | WIRED SPARE |  |  |  | WIRED SPARE |  |  |  | WIRED SPARE | [15 empty] | PAVILION CORE TEAM | 2024-10-28 |  | 2B | 2025-04-07 | [21 empty] | 0 | [18 empty] | 0 |  | 0 | [24 empty] | 0
7467386 | U MI CIT | LEVEL 9 | IDF 9-438C | 9-412 | EQUIPMENT STORAGE | 1 |  | 3 |  |  | WIRED SPARE |  |  |  | WIRED SPARE |  |  |  | WIRED SPARE | [16 empty] | 2024-10-28 |  | 2B | 2025-04-07 | [21 empty] | 0 | [18 empty] | 0 |  | 0 | [24 empty] | 0
4481813 | U MI CIT | LEVEL 9 | IDF 9-438C | 9-417 | COMMUNAL TEAMING | 3 |  | 3 |  |  | WIRED SPARE |  |  |  | WIRED SPARE |  |  |  | WIRED SPARE | [7 empty] | WIRED SPARE |  |  |  | WIRED SPARE |  |  |  | PAVILION CORE TEAM | 2024-10-28 |  | 2B | 2025-04-07 | [21 empty] | 0 | [18 empty] | 0 |  | 0 | [24 empty] | 0
6623784 | U MI CIT | LEVEL 9 | IDF 9-438C | 9-501A | UNIV ISO ANTE RM | 1 |  | 3 |  |  | WIRED SPARE |  |  |  | WIRED SPARE |  |  |  | WIRED SPARE | [15 empty] | NURSING | 2024-10-28 | 9-41A | 2B | 2025-04-07 | [21 empty] | 0 | [18 empty] | 0 |  | 0 | [24 empty] | 0
7092240 | U MI CIT | LEVEL 10 | IDF 10-334C | 10-106 | NURSES STATION | 4 |  | AV |  |  | MEDICAL DIGITAL SIGN MONITORING |  |  |  | MEDICAL DIGITAL SIGN CORE PC | [19 empty] | NURSES STATION | 2024-11-12 |  | 3 | 2025-05-19 | Y | [9 empty] | NURSING WHITEBOARDS | MD | [9 empty] | 0 | [18 empty] | 0 |  | 0 | [24 empty] | 0
7090973 | U MI CIT | LEVEL 10 | IDF 10-122C | 10-110Z | CORRIDOR | 9 |  | AV |  |  | MEDICAL DIGITAL SIGN MONITORING |  |  |  | MEDICAL DIGITAL SIGN CORE PC | [19 empty] | ALCOVE/AISLE/CORRIDOR | 2024-11-12 |  | 3 | 2025-05-19 | Y | [9 empty] | NURSING SICKBAY | MD | [9 empty] | 0 | [18 empty] | 0 |  | 0 | [24 empty] | 0
7091891 | U MI CIT | LEVEL 10 | IDF 10-334C | 10-110Z | CORRIDOR | 10 |  | AV |  |  | MEDICAL DIGITAL SIGN MONITORING |  |  |  | MEDICAL DIGITAL SIGN CORE PC | [19 empty] | ALCOVE/AISLE/CORRIDOR | 2024-11-12 |  | 3 | 2025-05-19 | Y | [9 empty] | NURSING SICKBAY | MD | [9 empty] | 0 | [18 empty] | 0 |  | 0 | [24 empty] | 0
10846784 | U MI CIT | LEVEL 10 | IDF 10-334C | 10-110Z | CORRIDOR | 11 |  | AV |  |  | WIRED SPARE |  |  |  | WIRED SPARE | [19 empty] | ALCOVE/AISLE/CORRIDOR | 2024-11-12 |  | 3 | 2025-05-19 | Y | [20 empty] | 0 | [18 empty] | 0 |  | 0 | [24 empty] | 0
10848199 | U MI CIT | LEVEL 10 | IDF 10-122C | 10-110Z | CORRIDOR | 12 |  | AV |  |  | WIRED SPARE |  |  |  | WIRED SPARE | [19 empty] | ALCOVE/AISLE/CORRIDOR | 2024-11-12 |  | 3 | 2025-05-19 | Y | [20 empty] | 0 | [18 empty] | 0 |  | 0 | [24 empty] | 0
5487097 | U MI CIT | LEVEL 10 | IDF 10-334C | 10-126 | STAFF LOUNGE/ LOCKERS | 1 |  | AV |  |  | FW DIGITAL SIGN MONITORING |  |  |  | FW DIGITAL SIGN CORE PC | [19 empty] | PAVILION CORE TEAM | 2024-11-12 |  | 3 | 2025-05-19 | Y | [9 empty] | CDIAVS | 4Winds DS | EC | [8 empty] | 0 | [18 empty] | 0 |  | 0 | [24 empty] | 0
5487047 | U MI CIT | LEVEL 10 | IDF 10-334C | 10-128 | STAFF LOUNGE/ LOCKERS | 6 |  | AV |  |  | FW DIGITAL SIGN MONITORING |  |  |  | FW DIGITAL SIGN CORE PC | [19 empty] | PAVILION CORE TEAM | 2024-11-12 |  | 3 | 2025-05-19 | Y | [9 empty] | CDIAVS | 4Winds DS | EC | [8 empty] | 0 | [18 empty] | 0 |  | 0 | [24 empty] | 0
6632096 | U MI CIT | LEVEL 10 | IDF 10-122C | 10-213 | CONSULT / DEBRIEF (Respite Room) | 1 | 8-115-11 | AV |  |  | AV ROOM EQUIPMENT |  |  |  | AV ROOM EQUIPMENT | [19 empty] | PAVILION CORE TEAM | 2024-11-12 |  | 3 | 2025-05-19 | Y | [9 empty] | CDIAVS | Respite sound bar | [9 empty] | 0 | [18 empty] | 0 |  | 0 | [24 empty] | 0
10848303 | U MI CIT | LEVEL 10 | IDF 10-122C | 10-302 | NURSES STATION | 2 |  | AV |  |  | MEDICAL DIGITAL SIGN MONITORING |  |  |  | MEDICAL DIGITAL SIGN CORE PC | [19 empty] | NURSES STATION | 2024-11-12 |  | 3 | 2025-05-19 | Y | [9 empty] | NURSING WHITEBOARDS | MD | [9 empty] | 0 | [18 empty] | 0 |  | 0 | [24 empty] | 0
7091213 | U MI CIT | LEVEL 10 | IDF 10-122C | 10-302 | NURSES STATION | 4 |  | AV1 |  |  | WIRED SPARE | [23 empty] | NURSES STATION | 2024-11-12 |  | 3 | 2025-05-19 | Y | [9 empty] | NURSING WHITEBOARDS | MD | [9 empty] | 0 | [18 empty] | 0 |  | 0 | [24 empty] | 0
7090784 | U MI CIT | LEVEL 10 | IDF 10-334C | 10-310Z | CORRIDOR | 4 |  | AV |  |  | MEDICAL DIGITAL SIGN MONITORING |  |  |  | MEDICAL DIGITAL SIGN CORE PC | [19 empty] | ALCOVE/AISLE/CORRIDOR | 2024-11-12 |  | 3 | 2025-05-19 | Y | [9 empty] | NURSING SICKBAY | MD | [9 empty] | 0 | [18 empty] | 0 |  | 0 | [24 empty] | 0
10847886 | U MI CIT | LEVEL 10 | IDF 10-334C | 10-310Z | CORRIDOR | 5 |  | AV |  |  | WIRED SPARE |  |  |  | WIRED SPARE | [19 empty] | ALCOVE/AISLE/CORRIDOR | 2024-11-12 |  | 3 | 2025-05-19 | Y | [20 empty] | 0 | [18 empty] | 0 |  | 0 | [24 empty] | 0
10850972 | U MI CIT | LEVEL 10 | IDF 10-334C | 10-320Z | CORRIDOR | 5 |  | AV |  |  | MEDICAL DIGITAL SIGN MONITORING |  |  |  | MEDICAL DIGITAL SIGN CORE PC | [19 empty] | ALCOVE/AISLE/CORRIDOR | 2024-11-12 |  | 3 | 2025-05-19 | Y | [9 empty] | NURSING SICKBAY | MD | [9 empty] | 0 | [18 empty] | 0 |  | 0 | [24 empty] | 0
10851075 | U MI CIT | LEVEL 10 | IDF 10-334C | 10-320Z | CORRIDOR | 6 |  | AV |  |  | WIRED SPARE |  |  |  | WIRED SPARE | [19 empty] | ALCOVE/AISLE/CORRIDOR | 2024-11-12 |  | 3 | 2025-05-19 | Y | [20 empty] | 0 | [18 empty] | 0 |  | 0 | [24 empty] | 0
5518811 | U MI CIT | LEVEL 10 | IDF 10-334C | 10-336 | CONFERENCE ROOM | 1 |  | AV |  |  | AV ROOM EQUIPMENT |  |  |  | AV ROOM EQUIPMENT | [19 empty] | PAVILION CORE TEAM | 2024-11-12 |  | 3 | 2025-05-19 | Y | [9 empty] | CDIAVS | CR | [9 empty] | 0 | [18 empty] | 0 |  | 0 | [24 empty] | 0
5518861 | U MI CIT | LEVEL 10 | IDF 10-334C | 10-336 | CONFERENCE ROOM | 2 |  | AV |  |  | SPARE |  |  |  | SPARE | [19 empty] | PAVILION CORE TEAM | 2024-11-12 |  | 3 | 2025-05-19 | Y | [20 empty] | 0 | [18 empty] | 0 |  | 0 | [24 empty] | 0
7086291 | U MI CIT | LEVEL 10 | IDF 10-334C | 10-336 | CONFERENCE ROOM | 4 |  | AV |  |  | AV ROOM EQUIPMENT |  |  |  | AV ROOM EQUIPMENT | [19 empty] | PAVILION CORE TEAM | 2024-11-12 |  | 3 | 2025-05-19 | Y | [9 empty] | CDIAVS | CR | [9 empty] | 0 | [18 empty] | 0 |  | 0 | [24 empty] | 0
7085845 | U MI CIT | LEVEL 10 | IDF 10-438C | 10-364 | NURSES STATION | 2 |  | AV1 |  |  | WIRED SPARE | [23 empty] | NURSES STATION | 2024-11-12 |  | 3 | 2025-05-19 | Y | [9 empty] | NURSING WHITEBOARDS | MD | [9 empty] | 0 | [18 empty] | 0 |  | 0 | [24 empty] | 0
4843528 | U MI CIT | LEVEL 10 | IDF 10-438C | 10-402 | NURSES STATION | 9 |  | AV |  |  | MEDICAL DIGITAL SIGN MONITORING |  |  |  | MEDICAL DIGITAL SIGN CORE PC | [19 empty] | NURSES STATION | 2024-11-12 |  | 3 | 2025-05-19 | Y | [9 empty] | NURSING WHITEBOARDS | MD | [9 empty] | 0 |  |  |  | 1 | 1 | [12 empty] | 1 | 0 |  | 0 |  |  | 1 | [21 empty] | 0
7085142 | U MI CIT | LEVEL 10 | IDF 10-438C | 10-417 | COMMUNAL TEAMING | 1 |  | AV |  |  | AV ROOM EQUIPMENT |  |  |  | AV ROOM EQUIPMENT | [19 empty] | PAVILION CORE TEAM | 2024-11-12 |  | 3 | 2025-05-19 | Y | [9 empty] | CDIAVS | CR | [9 empty] | 0 | [18 empty] | 0 |  | 0 | [24 empty] | 0
7085247 | U MI CIT | LEVEL 10 | IDF 10-438C | 10-417 | COMMUNAL TEAMING | 2 |  | AV |  |  | SPARE |  |  |  | SPARE | [19 empty] | PAVILION CORE TEAM | 2024-11-12 |  | 3 | 2025-05-19 | Y | [20 empty] | 0 | [18 empty] | 0 |  | 0 | [24 empty] | 0
7085340 | U MI CIT | LEVEL 10 | IDF 10-438C | 10-417 | COMMUNAL TEAMING | 5 |  | AV |  |  | AV ROOM EQUIPMENT |  |  |  | AV ROOM EQUIPMENT | [19 empty] | PAVILION CORE TEAM | 2024-11-12 |  | 3 | 2025-05-19 | Y | [9 empty] | CDIAVS | CR | [9 empty] | 0 | [18 empty] | 0 |  | 0 | [24 empty] | 0
5909376 | U MI CIT | LEVEL 10 | IDF 10-334C | 10-500Z | FIRE SERV/ PAT. ELEV LOBBY | 1 |  | AV |  |  | FW DIGITAL SIGN MONITORING |  |  |  | FW DIGITAL SIGN CORE PC | [19 empty] | PAVILION CORE TEAM | 2024-11-12 |  | 3 | 2025-05-19 | Y | [9 empty] | CDIAVS | 4Winds DS | EC | [8 empty] | 0 | [18 empty] | 0 |  | 0 | [24 empty] | 0
7087956 | U MI CIT | LEVEL 10 | IDF 10-438C | 10-510Z | CORRIDOR | 7 |  | AV |  |  | WIRED SPARE |  |  |  | WIRED SPARE | [19 empty] | ALCOVE/AISLE/CORRIDOR | 2024-11-12 |  | 3 | 2025-05-19 | Y | [20 empty] | 0 | [18 empty] | 0 |  | 0 | [24 empty] | 0
10852289 | U MI CIT | LEVEL 10 | IDF 10-334C | 10-510Z | CORRIDOR | 8 |  | AV |  |  | WIRED SPARE |  |  |  | WIRED SPARE | [19 empty] | ALCOVE/AISLE/CORRIDOR | 2024-11-12 |  | 3 | 2025-05-19 | Y | [20 empty] | 0 | [18 empty] | 0 |  | 0 | [24 empty] | 0
10852337 | U MI CIT | LEVEL 10 | IDF 10-334C | 10-510Z | CORRIDOR | 9 |  | AV |  |  | MEDICAL DIGITAL SIGN MONITORING |  |  |  | MEDICAL DIGITAL SIGN MONITORING | [19 empty] | ALCOVE/AISLE/CORRIDOR | 2024-11-12 |  | 3 | 2025-05-19 | Y | [9 empty] | NURSING SICKBAY | MD | [9 empty] | 0 | [18 empty] | 0 |  | 0 | [24 empty] | 0
7085775 | U MI CIT | LEVEL 10 | IDF 10-438C | 10-510Z | CORRIDOR | 15 |  | AV |  |  | SPARE |  |  |  | SPARE | [19 empty] | ALCOVE/AISLE/CORRIDOR | 2024-11-12 |  | 3 | 2025-05-19 | Y | [9 empty] | NURSING SICKBAY | MD | [9 empty] | 0 | [18 empty] | 0 |  | 0 | [24 empty] | 0
10850426 | U MI CIT | LEVEL 10 | IDF 10-438C | 10-510Z | CORRIDOR | 16 |  | AV |  |  | WIRED SPARE |  |  |  | WIRED SPARE | [19 empty] | ALCOVE/AISLE/CORRIDOR | 2024-11-12 |  | 3 | 2025-05-19 | Y | [20 empty] | 0 | [18 empty] | 0 |  | 0 | [24 empty] | 0
7087365 | U MI CIT | LEVEL 10 | IDF 10-334C | 10-512 | NURSES STATION | 1 |  | AV |  |  | WIRED SPARE |  |  |  | WIRED SPARE | [19 empty] | NURSES STATION | 2024-11-12 |  | 3 | 2025-05-19 | Y | [9 empty] | NURSING WHITEBOARDS | MD | [9 empty] | 0 | [18 empty] | 0 |  | 0 | [24 empty] | 0
7088022 | U MI CIT | LEVEL 10 | IDF 10-334C | 10-516 | NURSES STATION | 3 |  | AV |  |  | MEDICAL DIGITAL SIGN MONITORING |  |  |  | MEDICAL DIGITAL SIGN CORE PC | [19 empty] | NURSES STATION | 2024-11-12 |  | 3 | 2025-05-19 | Y | [9 empty] | NURSING WHITEBOARDS | MD | [9 empty] | 0 | [18 empty] | 0 |  | 0 | [24 empty] | 0
5490113 | U MI CIT | LEVEL 11 | IDF 11-334C | 11-126 | STAFF LOUNGE/ LOCKERS | 2 |  | AV |  |  | FW DIGITAL SIGN MONITORING |  |  |  | FW DIGITAL SIGN CORE PC | [19 empty] | PAVILION CORE TEAM | 2024-11-12 |  | 3 | 2025-05-19 | Y | [9 empty] | CDIAVS | 4Winds DS | EC | [8 empty] | 0 | [18 empty] | 0 |  | 0 | [24 empty] | 0
6636880 | U MI CIT | LEVEL 11 | IDF 11-334C | 11-128 | STAFF LOUNGE/ LOCKERS | 3 |  | AV |  |  | FW DIGITAL SIGN MONITORING |  |  |  | FW DIGITAL SIGN CORE PC | [19 empty] | PAVILION CORE TEAM | 2024-11-12 |  | 3 | 2025-05-19 | Y | [9 empty] | CDIAVS | 4Winds DS | EC | [8 empty] | 0 | [18 empty] | 0 |  | 0 | [24 empty] | 0
7101136 | U MI CIT | LEVEL 11 | IDF 11-334C | 11-200Z | CORRIDOR | 2 |  | AV |  |  | MEDICAL DIGITAL SIGN MONITORING |  |  |  | MEDICAL DIGITAL SIGN CORE PC | [19 empty] | ALCOVE/AISLE/CORRIDOR | 2024-11-12 |  | 3 | 2025-05-19 | Y | [9 empty] | NURSING SICKBAY | MD | [9 empty] | 0 | [18 empty] | 0 |  | 0 | [24 empty] | 0
10840693 | U MI CIT | LEVEL 11 | IDF 11-334C | 11-200Z | CORRIDOR | 4 |  | AV |  |  | WIRED SPARE |  |  |  | WIRED SPARE | [19 empty] | ALCOVE/AISLE/CORRIDOR | 2024-11-12 |  | 3 | 2025-05-19 | Y | [20 empty] | 0 | [18 empty] | 0 |  | 0 | [24 empty] | 0
7100200 | U MI CIT | LEVEL 11 | IDF 11-122C | 11-200Z | CORRIDOR | 8 |  | AV |  |  | MEDICAL DIGITAL SIGN MONITORING |  |  |  | MEDICAL DIGITAL SIGN CORE PC | [19 empty] | ALCOVE/AISLE/CORRIDOR | 2024-11-12 |  | 3 | 2025-05-19 | Y | [9 empty] | NURSING SICKBAY | MD | [9 empty] | 0 | [18 empty] | 0 |  | 0 | [24 empty] | 0
10838805 | U MI CIT | LEVEL 11 | IDF 11-122C | 11-200Z | CORRIDOR | 9 |  | AV |  |  | WIRED SPARE |  |  |  | WIRED SPARE | [19 empty] | ALCOVE/AISLE/CORRIDOR | 2024-11-12 |  | 3 | 2025-05-19 | Y | [20 empty] | 0 | [18 empty] | 0 |  | 0 | [24 empty] | 0
7099831 | U MI CIT | LEVEL 11 | IDF 11-122C | 11-213 | CONSULT / DEBRIEF (Respite Room) | 1 |  | AV |  |  | AV ROOM EQUIPMENT |  |  |  | AV ROOM EQUIPMENT | [19 empty] | PAVILION CORE TEAM | 2024-11-12 |  | 3 | 2025-05-19 | Y | [9 empty] | CDIAVS | Respite sound bar | [9 empty] | 0 | [18 empty] | 0 |  | 0 | [24 empty] | 0
7099399 | U MI CIT | LEVEL 11 | IDF 11-334C | 11-310Z | CORRIDOR | 6 |  | AV |  |  | MEDICAL DIGITAL SIGN MONITORING |  |  |  | MEDICAL DIGITAL SIGN CORE PC | [19 empty] | ALCOVE/AISLE/CORRIDOR | 2024-11-12 |  | 3 | 2025-05-19 | Y | [9 empty] | NURSING SICKBAY | MD | [9 empty] | 0 | [18 empty] | 0 |  | 0 | [24 empty] | 0
10838336 | U MI CIT | LEVEL 11 | IDF 11-334C | 11-310Z | CORRIDOR | 7 |  | AV |  |  | WIRED SPARE |  |  |  | WIRED SPARE | [19 empty] | ALCOVE/AISLE/CORRIDOR | 2024-11-12 |  | 3 | 2025-05-19 | Y | [20 empty] | 0 | [18 empty] | 0 |  | 0 | [24 empty] | 0
5519126 | U MI CIT | LEVEL 11 | IDF 11-334C | 11-336 | CONFERENCE ROOM | 1 |  | AV |  |  | AV ROOM EQUIPMENT |  |  |  | AV ROOM EQUIPMENT | [19 empty] | PAVILION CORE TEAM | 2024-11-12 |  | 3 | 2025-05-19 | Y | [9 empty] | CDIAVS | CR | [9 empty] | 0 | [18 empty] | 0 |  | 0 | [24 empty] | 0
5519056 | U MI CIT | LEVEL 11 | IDF 11-334C | 11-336 | CONFERENCE ROOM | 2 |  | AV |  |  | SPARE |  |  |  | SPARE | [19 empty] | PAVILION CORE TEAM | 2024-11-12 |  | 3 | 2025-05-19 | Y | [20 empty] | 0 | [18 empty] | 0 |  | 0 | [24 empty] | 0
7096047 | U MI CIT | LEVEL 11 | IDF 11-334C | 11-336 | CONFERENCE ROOM | 4 |  | AV |  |  | AV ROOM EQUIPMENT |  |  |  | AV ROOM EQUIPMENT | [19 empty] | PAVILION CORE TEAM | 2024-11-12 |  | 3 | 2025-05-19 | Y | [9 empty] | CDIAVS | CR | [9 empty] | 0 | [18 empty] | 0 |  | 0 | [24 empty] | 0
7094991 | U MI CIT | LEVEL 11 | IDF 11-438C | 11-410Z | CORRIDOR | 2 |  | AV |  |  | MEDICAL DIGITAL SIGN MONITORING |  |  |  | MEDICAL DIGITAL SIGN CORE PC | [19 empty] | ALCOVE/AISLE/CORRIDOR | 2024-11-12 |  | 3 | 2025-05-19 | Y | [9 empty] | NURSING SICKBAY | MD | [9 empty] | 0 | [18 empty] | 0 |  | 0 | [24 empty] | 0
10844274 | U MI CIT | LEVEL 11 | IDF 11-438C | 11-410Z | CORRIDOR | 3 |  | AV |  |  | WIRED SPARE |  |  |  | WIRED SPARE | [19 empty] | ALCOVE/AISLE/CORRIDOR | 2024-11-12 |  | 3 | 2025-05-19 | Y | [20 empty] | 0 | [18 empty] | 0 |  | 0 | [24 empty] | 0
6636137 | U MI CIT | LEVEL 11 | IDF 11-438C | 11-417 | COMMUNAL TEAMING | 1 |  | AV |  |  | AV ROOM EQUIPMENT |  |  |  | AV ROOM EQUIPMENT | [19 empty] | PAVILION CORE TEAM | 2024-11-12 |  | 3 | 2025-05-19 | Y | [9 empty] | CDIAVS | CR | [9 empty] | 0 | [18 empty] | 0 |  | 0 | [24 empty] | 0
6636157 | U MI CIT | LEVEL 11 | IDF 11-438C | 11-417 | COMMUNAL TEAMING | 2 |  | AV |  |  | AV ROOM EQUIPMENT |  |  |  | AV ROOM EQUIPMENT | [19 empty] | PAVILION CORE TEAM | 2024-11-12 |  | 3 | 2025-05-19 | Y | [9 empty] | CDIAVS | CR | [9 empty] | 0 | [18 empty] | 0 |  | 0 | [24 empty] | 0
5909715 | U MI CIT | LEVEL 11 | IDF 11-334C | 11-500Z | FIRE SERV/ PAT. ELEV LOBBY | 1 |  | AV |  |  | FW DIGITAL SIGN MONITORING |  |  |  | FW DIGITAL SIGN CORE PC | [19 empty] | PAVILION CORE TEAM | 2024-11-12 |  | 3 | 2025-05-19 | Y | [9 empty] | CDIAVS | 4Winds DS | EC | [8 empty] | 0 | [18 empty] | 0 |  | 0 | [24 empty] | 0
7095536 | U MI CIT | LEVEL 11 | IDF 11-334C | 11-510Z | CORRIDOR | 9 |  | AV |  |  | MEDICAL DIGITAL SIGN MONITORING |  |  |  | MEDICAL DIGITAL SIGN CORE PC | [19 empty] | ALCOVE/AISLE/CORRIDOR | 2024-11-12 |  | 3 | 2025-05-19 | Y | [9 empty] | NURSING SICKBAY | MD | [9 empty] | 0 | [18 empty] | 0 |  | 0 | [24 empty] | 0
10845624 | U MI CIT | LEVEL 11 | IDF 11-334C | 11-510Z | CORRIDOR | 10 |  | AV |  |  | WIRED SPARE |  |  |  | WIRED SPARE | [19 empty] | ALCOVE/AISLE/CORRIDOR | 2024-11-12 |  | 3 | 2025-05-19 | Y | [20 empty] | 0 | [18 empty] | 0 |  | 0 | [24 empty] | 0
7108198 | U MI CIT | LEVEL 12 | IDF 12-122C | 12-005Y | CORRIDOR | 3 |  | AV |  |  | MEDICAL DIGITAL SIGN MONITORING |  |  |  | MEDICAL DIGITAL SIGN CORE PC | [19 empty] | ALCOVE/AISLE/CORRIDOR | 2024-11-12 |  |  |  | Y | [9 empty] | NURSING SICKBAY | MD | [9 empty] | 0 | [18 empty] | 0 |  | 0 | [24 empty] | 0
10830686 | U MI CIT | LEVEL 12 | IDF 12-122C | 12-005Y | CORRIDOR | 4 |  | AV |  |  | WIRED SPARE |  |  |  | WIRED SPARE | [19 empty] | ALCOVE/AISLE/CORRIDOR | 2024-11-12 |  |  |  | Y | [20 empty] | 0 | [18 empty] | 0 |  | 0 | [24 empty] | 0
7107337 | U MI CIT | LEVEL 12 | IDF 12-334C | 12-110Z | CORRIDOR | 2 |  | AV |  |  | MEDICAL DIGITAL SIGN MONITORING |  |  |  | MEDICAL DIGITAL SIGN CORE PC | [19 empty] | ALCOVE/AISLE/CORRIDOR | 2024-11-12 |  |  |  | Y | [9 empty] | NURSING SICKBAY | MD | [9 empty] | 0 | [18 empty] | 0 |  | 0 | [24 empty] | 0
10831333 | U MI CIT | LEVEL 12 | IDF 12-334C | 12-110Z | CORRIDOR | 3 |  | AV |  |  | WIRED SPARE |  |  |  | WIRED SPARE | [19 empty] | ALCOVE/AISLE/CORRIDOR | 2024-11-12 |  |  |  | Y | [20 empty] | 0 | [18 empty] | 0 |  | 0 | [24 empty] | 0
7106031 | U MI CIT | LEVEL 12 | IDF 12-334C | 12-126 | STAFF LOUNGE/ LOCKERS | 1 |  | AV |  |  | FW DIGITAL SIGN MONITORING |  |  |  | FW DIGITAL SIGN CORE PC | [19 empty] | PAVILION CORE TEAM | 2024-11-12 |  |  |  | Y | [9 empty] | CDIAVS | 4Winds DS | EC | [8 empty] | 0 | [18 empty] | 0 |  | 0 | [24 empty] | 0
7105908 | U MI CIT | LEVEL 12 | IDF 12-334C | 12-128 | STAFF LOUNGE/ LOCKERS | 2 |  | AV |  |  | FW DIGITAL SIGN MONITORING |  |  |  | FW DIGITAL SIGN CORE PC | [19 empty] | PAVILION CORE TEAM | 2024-11-12 |  |  |  | Y | [9 empty] | CDIAVS | 4Winds DS | EC | [8 empty] | 0 | [18 empty] | 0 |  | 0 | [24 empty] | 0
7107918 | U MI CIT | LEVEL 12 | IDF 12-122C | 12-204 | EQUIPMENT STORAGE | 2 |  | AV |  |  | AV ROOM EQUIPMENT |  |  |  | AV ROOM EQUIPMENT | [19 empty] | PAVILION CORE TEAM | 2024-11-12 |  |  |  | Y | [9 empty] | CDIAVS | [10 empty] | 0 | [18 empty] | 0 |  | 0 | [24 empty] | 0
6643228 | U MI CIT | LEVEL 12 | IDF 12-122C | 12-213 | CONSULT / DEBRIEF (Respite Room) | 1 |  | AV |  |  | AV ROOM EQUIPMENT |  |  |  | AV ROOM EQUIPMENT | [19 empty] | PAVILION CORE TEAM | 2024-11-12 |  |  |  | Y | [9 empty] | CDIAVS | Respite sound bar | [9 empty] | 0 | [18 empty] | 0 |  | 0 | [24 empty] | 0
10830795 | U MI CIT | LEVEL 12 | IDF 12-334C | 12-310Z | CORRIDOR | 4 |  | AV |  |  | MEDICAL DIGITAL SIGN MONITORING |  |  |  | MEDICAL DIGITAL SIGN CORE PC | [19 empty] | ALCOVE/AISLE/CORRIDOR | 2024-11-12 |  |  |  | Y | [9 empty] | NURSING SICKBAY | MD | [9 empty] | 0 | [18 empty] | 0 |  | 0 | [24 empty] | 0
10830803 | U MI CIT | LEVEL 12 | IDF 12-334C | 12-310Z | CORRIDOR | 5 |  | AV |  |  | WIRED SPARE |  |  |  | WIRED SPARE | [19 empty] | ALCOVE/AISLE/CORRIDOR | 2024-11-12 |  |  |  | Y | [20 empty] | 0 | [18 empty] | 0 |  | 0 | [24 empty] | 0
10834251 | U MI CIT | LEVEL 12 | IDF 12-334C | 12-320Z | CORRIDOR | 2 |  | AV |  |  | MEDICAL DIGITAL SIGN MONITORING |  |  |  | MEDICAL DIGITAL SIGN CORE PC | [19 empty] | ALCOVE/AISLE/CORRIDOR | 2024-11-12 |  |  |  | Y | [9 empty] | NURSING SICKBAY | MD | [9 empty] | 0 | [18 empty] | 0 |  | 0 | [24 empty] | 0
10834325 | U MI CIT | LEVEL 12 | IDF 12-334C | 12-320Z | CORRIDOR | 3 |  | AV |  |  | WIRED SPARE |  |  |  | WIRED SPARE | [19 empty] | ALCOVE/AISLE/CORRIDOR | 2024-11-12 |  |  |  | Y | [20 empty] | 0 | [18 empty] | 0 |  | 0 | [24 empty] | 0
6640848 | U MI CIT | LEVEL 12 | IDF 12-334C | 12-336 | CONFERENCE ROOM | 1 |  | AV |  |  | AV ROOM EQUIPMENT |  |  |  | AV ROOM EQUIPMENT | [19 empty] | PAVILION CORE TEAM | 2024-11-12 |  |  |  | Y | [9 empty] | CDIAVS | CR | [9 empty] | 0 | [18 empty] | 0 |  | 0 | [24 empty] | 0
6640924 | U MI CIT | LEVEL 12 | IDF 12-334C | 12-336 | CONFERENCE ROOM | 2 |  | AV |  |  | SPARE |  |  |  | SPARE | [19 empty] | PAVILION CORE TEAM | 2024-11-12 |  |  |  | Y | [20 empty] | 0 | [18 empty] | 0 |  | 0 | [24 empty] | 0
7105594 | U MI CIT | LEVEL 12 | IDF 12-334C | 12-336 | CONFERENCE ROOM | 4 |  | AV |  |  | AV ROOM EQUIPMENT |  |  |  | AV ROOM EQUIPMENT | [19 empty] | PAVILION CORE TEAM | 2024-11-12 |  |  |  | Y | [9 empty] | CDIAVS | CR | [9 empty] | 0 | [18 empty] | 0 |  | 0 | [24 empty] | 0
10834113 | U MI CIT | LEVEL 12 | IDF 12-438C | 12-410Z | CORRIDOR | 1 |  | AV |  |  | MEDICAL DIGITAL SIGN MONITORING |  |  |  | MEDICAL DIGITAL SIGN CORE PC | [19 empty] | ALCOVE/AISLE/CORRIDOR | 2024-11-12 |  |  |  | Y | [9 empty] | NURSING SICKBAY | MD | [9 empty] | 0 | [18 empty] | 0 |  | 0 | [24 empty] | 0
10834121 | U MI CIT | LEVEL 12 | IDF 12-438C | 12-410Z | CORRIDOR | 2 |  | AV |  |  | WIRED SPARE |  |  |  | WIRED SPARE | [19 empty] | ALCOVE/AISLE/CORRIDOR | 2024-11-12 |  |  |  | Y | [20 empty] | 0 | [18 empty] | 0 |  | 0 | [24 empty] | 0
6640194 | U MI CIT | LEVEL 12 | IDF 12-438C | 12-417 | COMMUNAL TEAMING | 1 |  | AV |  |  | AV ROOM EQUIPMENT |  |  |  | AV ROOM EQUIPMENT | [19 empty] | PAVILION CORE TEAM | 2024-11-12 |  |  |  | Y | [9 empty] | CDIAVS | CR | [9 empty] | 0 | [18 empty] | 0 |  | 0 | [24 empty] | 0
6640214 | U MI CIT | LEVEL 12 | IDF 12-438C | 12-417 | COMMUNAL TEAMING | 2 |  | AV |  |  | SPARE |  |  |  | SPARE | [19 empty] | PAVILION CORE TEAM | 2024-11-12 | [24 empty] | 0 | [18 empty] | 0 |  | 0 | [24 empty] | 0
7103309 | U MI CIT | LEVEL 12 | IDF 12-438C | 12-417 | COMMUNAL TEAMING | 5 |  | AV |  |  | AV ROOM EQUIPMENT |  |  |  | AV ROOM EQUIPMENT | [19 empty] | PAVILION CORE TEAM | 2024-11-12 |  |  |  | Y | [9 empty] | CDIAVS | CR | [9 empty] | 0 | [18 empty] | 0 |  | 0 | [24 empty] | 0
7102967 | U MI CIT | LEVEL 12 | IDF 12-438C | 12-417 | COMMUNAL TEAMING | 7 |  | AV |  |  | SPARE |  |  |  | SPARE |  |  |  | SPARE | [15 empty] | PAVILION CORE TEAM | 2024-11-12 |  |  |  | Y | [20 empty] | 0 | [18 empty] | 0 |  | 0 | [24 empty] | 0
5909813 | U MI CIT | LEVEL 12 | IDF 12-334C | 12-500Z | FIRE SERV/ PAT. ELEV LOBBY | 1 |  | AV |  |  | FW DIGITAL SIGN MONITORING |  |  |  | FW DIGITAL SIGN CORE PC | [19 empty] | PAVILION CORE TEAM | 2024-11-12 |  |  |  | Y | [9 empty] | CDIAVS | 4Winds DS | EC | [8 empty] | 0 | [18 empty] | 0 |  | 0 | [24 empty] | 0
7103791 | U MI CIT | LEVEL 12 | IDF 12-334C | 12-510Z | CORRIDOR | 10 |  | AV |  |  | MEDICAL DIGITAL SIGN MONITORING |  |  |  | MEDICAL DIGITAL SIGN CORE PC | [19 empty] | ALCOVE/AISLE/CORRIDOR | 2024-11-12 |  |  |  | Y | [9 empty] | NURSING SICKBAY | MD | [9 empty] | 0 | [18 empty] | 0 |  | 0 | [24 empty] | 0
10835580 | U MI CIT | LEVEL 12 | IDF 12-334C | 12-510Z | CORRIDOR | 11 |  | AV |  |  | WIRED SPARE |  |  |  | WIRED SPARE | [19 empty] | ALCOVE/AISLE/CORRIDOR | 2024-11-12 |  |  |  | Y | [20 empty] | 0 | [18 empty] | 0 |  | 0 | [24 empty] | 0
5170802 | U MI CIT | LEVEL 1 | IDF 1-005 | 1-500Z | FIRE SERV/ PAT. ELEV LOBBY | 1 |  | AV |  |  | FW DIGITAL SIGN MONITORING |  |  |  | FW DIGITAL SIGN CORE PC | [19 empty] | PAVILION CORE TEAM | 2024-11-12 |  |  |  | Y | [9 empty] | CDIAVS | 4Winds DS | EC | [8 empty] | 0 | [18 empty] | 0 |  | 0 | [24 empty] | 0
5171745 | U MI CIT | LEVEL 2 | IDF 2M-009C | 2-500Z | FIRE SERVICE ELEVATOR LOBBY | 1 |  | AV |  |  | FW DIGITAL SIGN MONITORING |  |  |  | FW DIGITAL SIGN CORE PC | [7 empty] | WIRED SPARE | [11 empty] | PAVILION CORE TEAM | 2024-11-12 |  |  |  | Y | [9 empty] | CDIAVS | 4Winds DS | EC | [8 empty] | 0 | [18 empty] | 0 |  | 0 | [24 empty] | 0
5174914 | U MI CIT | LEVEL 2A | MDF 2A-338C | 2A-101 | KITCHEN | 6 |  | AV |  | R5-B-16 | MEDICAL DIGITAL SIGN MONITORING |  |  | R6-B-05 | MEDICAL DIGITAL SIGN CORE PC |  |  | R6-B-03 |  |  |  | R6-F-13 |  |  |  | R6-F-14 |  |  |  | R6-F-15 |  |  |  |  | PAVILION CORE TEAM | 2024-11-12 |  | 7 |  | Y | [9 empty] | PFANS | MD | [9 empty] | 0 | [18 empty] | 0 |  | 0 | [24 empty] | 0
5174815 | U MI CIT | LEVEL 2A | MDF 2A-338C | 2A-101 | KITCHEN | 8 |  | AV |  | R5-B-16 | MEDICAL DIGITAL SIGN MONITORING |  |  | R6-B-05 | MEDICAL DIGITAL SIGN CORE PC |  |  | R6-B-03 |  |  |  | R6-F-13 |  |  |  | R6-F-14 |  |  |  | R6-F-15 |  |  |  |  | PAVILION CORE TEAM | 2024-11-12 |  | 7 |  | Y | [9 empty] | PFANS | MD | [9 empty] | 0 | [18 empty] | 0 |  | 0 | [24 empty] | 0
5175083 | U MI CIT | LEVEL 2A | MDF 2A-338C | 2A-101G | CONFERENCE ROOM | 1 |  | AV6 |  | R5-B-16 | AV ROOM EQUIPMENT |  |  | R6-B-05 | AV ROOM EQUIPMENT |  |  | R6-B-03 | AV ROOM EQUIPMENT |  |  | R6-F-13 | WIRED SPARE |  |  | R6-F-14 | WIRED SPARE |  |  | R6-F-15 | WIRED SPARE |  |  |  | PAVILION CORE TEAM | 2024-11-12 |  | 7 |  | Y | [9 empty] | CDIAVS | huddle | [9 empty] | 0 | [18 empty] | 0 |  | 0 | [24 empty] | 0
6829947 | U MI CIT | LEVEL 2A | MDF 2A-338C | 2A-216K | CONFERENCE ROOM | 2 |  | AV6 |  | R5-B-16 | AV ROOM EQUIPMENT |  |  | R6-B-05 | AV ROOM EQUIPMENT |  |  | R6-B-03 | AV ROOM EQUIPMENT |  |  | R6-F-13 | AV ROOM EQUIPMENT |  |  | R6-F-14 | WIRED SPARE |  |  | R6-F-15 | WIRED SPARE |  |  |  | PAVILION CORE TEAM | 2024-11-12 |  |  |  | Y | [9 empty] | CDIAVS | CR | [9 empty] | 0 | [18 empty] | 0 |  | 0 | [24 empty] | 0
5175521 | U MI CIT | LEVEL 2A | MDF 2A-338C | 2A-314 | STAFF LOUNGE | 4 |  | AV |  | R5-B-16 | FW DIGITAL SIGN MONITORING |  |  | R6-B-05 | FW DIGITAL SIGN CORE PC |  |  | R6-B-03 |  |  |  | R6-F-13 |  |  |  | R6-F-14 |  |  |  | R6-F-15 |  |  |  |  | PAVILION CORE TEAM | 2024-11-12 |  |  |  | Y | [9 empty] | CDIAVS | 4Winds DS | EC | [8 empty] | 0 | [18 empty] | 0 |  | 0 | [24 empty] | 0
5173529 | U MI CIT | LEVEL 2A | IDF 2A-503C | 2A-500Z | FIRE SERV/ PAT. ELEV LOBBY | 1 |  | AV |  | R2-C-06 | FW DIGITAL SIGN MONITORING |  |  | R2-C-11 | FW DIGITAL SIGN CORE PC |  |  | R2-A-11 |  |  |  | R2-A-18 |  |  |  | R2-A-19 |  |  |  | R2-A-20 |  |  |  |  | PAVILION CORE TEAM | 2024-11-12 |  |  |  | Y | [9 empty] | CDIAVS | 4Winds DS | EC | [8 empty] | 0 | [18 empty] | 0 |  | 0 | [24 empty] | 0
6960565 | U MI CIT | LEVEL 3 | IDF 3-122C | 3-023A | CONFERENCE ROOM | 3 |  | AV6 |  |  | AV ROOM EQUIPMENT |  |  |  | AV ROOM EQUIPMENT |  |  |  | AV ROOM EQUIPMENT |  |  |  | AV ROOM EQUIPMENT |  |  |  | AV ROOM EQUIPMENT |  |  |  | AV ROOM EQUIPMENT |  |  |  | PAVILION CORE TEAM | 2024-11-12 |  |  |  | Y | [9 empty] | CDIAVS | DIVIDE | [9 empty] | 0 | [18 empty] | 0 |  | 0 | [24 empty] | 0
4386569 | U MI CIT | LEVEL 3 | IDF 3-122C | 3-023B | CONFERENCE ROOM | 9 |  | AV6 |  |  | AV ROOM EQUIPMENT |  |  |  | AV ROOM EQUIPMENT |  |  |  | AV ROOM EQUIPMENT |  |  |  | AV ROOM EQUIPMENT |  |  |  | AV ROOM EQUIPMENT |  |  |  | AV ROOM EQUIPMENT |  |  |  | PAVILION CORE TEAM | 2024-11-12 |  |  |  | Y | [9 empty] | CDIAVS | DIVIDE | [9 empty] | 0 | [18 empty] | 0 |  | 0 | [24 empty] | 0
5181930 | U MI CIT | LEVEL 3 | IDF 3-122C | 3-120Z | CORRIDOR (by HITS Help Me Now) | 2 |  | AV |  |  | FW DIGITAL SIGN MONITORING |  |  |  | FW DIGITAL SIGN CORE PC | [19 empty] | ALCOVE/AISLE/CORRIDOR | 2024-11-12 |  |  |  | Y | [9 empty] | CDIAVS | 4Winds DS | NON EC | [8 empty] | 0 | [18 empty] | 0 |  | 0 | [24 empty] | 0
5176962 | U MI CIT | LEVEL 3 | IDF 3-304C | 3-155Z | CORRIDOR | 2 |  | AV |  |  | WIRED SPARE |  |  |  | WIRED SPARE | [19 empty] | ALCOVE/AISLE/CORRIDOR | 2024-11-12 |  |  |  | Y | [20 empty] | 0 | [18 empty] | 0 |  | 0 | [24 empty] | 0
5176763 | U MI CIT | LEVEL 3 | IDF 3-304C | 3-301 | COMMUNAL ROOM | 3 |  | AV |  |  | AV ROOM EQUIPMENT |  |  |  | AV ROOM EQUIPMENT | [19 empty] | PAVILION CORE TEAM | 2024-11-12 | [13 empty] | CDIAVS | HUDDLE | [9 empty] | 0 | [18 empty] | 0 |  | 0 | [24 empty] | 0
5177197 | U MI CIT | LEVEL 3 | IDF 3-304C | 3-333 | STAFF LOUNGE | 2 |  | AV |  |  | FW DIGITAL SIGN MONITORING |  |  |  | FW DIGITAL SIGN CORE PC | [19 empty] | PAVILION CORE TEAM | 2024-11-12 |  |  |  | Y | [9 empty] | CDIAVS | 4Winds DS | EC | [8 empty] | 0 | [18 empty] | 0 |  | 0 | [24 empty] | 0
6850782 | U MI CIT | LEVEL 3 | IDF 3-304C | 3-500Z | FIRE SERV/ PAT. ELEV LOBBY | 3 |  | AV |  |  | FW DIGITAL SIGN MONITORING |  |  |  | FW DIGITAL SIGN CORE PC | [19 empty] | PAVILION CORE TEAM | 2024-11-12 |  |  |  | Y | [9 empty] | CDIAVS | 4Winds DS | EC | [8 empty] | 0 | [18 empty] | 0 |  | 0 | [24 empty] | 0
7012881 | U MI CIT | LEVEL 4 | IDF 4-238C | 4-001 | WAITING | 2 |  | AV |  |  | MEDICAL DIGITAL SIGN MONITORING |  |  |  | MEDICAL DIGITAL SIGN CORE PC | [19 empty] | PAVILION CORE TEAM | 2024-11-12 |  |  |  | Y | [9 empty] | PERI-OP | MD | [9 empty] | 0 | [18 empty] | 0 |  | 0 | [24 empty] | 0
7016713 | U MI CIT | LEVEL 4 | IDF 4-122C | 4-120 | AISLE | 1 |  | AV |  |  | MEDICAL DIGITAL SIGN MONITORING |  |  |  | MEDICAL DIGITAL SIGN CORE PC | [19 empty] | ALCOVE/AISLE/CORRIDOR | 2024-11-12 | [13 empty] | NURSING WHITEBOARDS | MD | [9 empty] | 0 | [18 empty] | 0 |  | 0 | [24 empty] | 0
5188722 | U MI CIT | LEVEL 4 | IDF 4-122C | 4-205Z | AISLE | 1 |  | AV |  |  | MEDICAL DIGITAL SIGN MONITORING |  |  |  | MEDICAL DIGITAL SIGN CORE PC | [19 empty] | ALCOVE/AISLE/CORRIDOR | 2024-11-12 | [13 empty] | PERI-OP | MD | [9 empty] | 0 | [18 empty] | 0 |  | 0 | [24 empty] | 0
5187585 | U MI CIT | LEVEL 4 | IDF 4-122C | 4-210Z | CORRIDOR | 1 |  | AV |  |  | MEDICAL DIGITAL SIGN MONITORING |  |  |  | MEDICAL DIGITAL SIGN CORE PC | [19 empty] | ALCOVE/AISLE/CORRIDOR | 2024-11-12 |  |  |  | Y | [9 empty] | PERI-OP | MD | [9 empty] | 0 | [18 empty] | 0 |  | 0 | [24 empty] | 0
5188829 | U MI CIT | LEVEL 4 | IDF 4-122C | 4-220Z | AISLE | 1 |  | AV |  |  | MEDICAL DIGITAL SIGN MONITORING |  |  |  | MEDICAL DIGITAL SIGN CORE PC | [19 empty] | ALCOVE/AISLE/CORRIDOR | 2024-11-12 | [13 empty] | PERI-OP | MD | [9 empty] | 0 | [18 empty] | 0 |  | 0 | [24 empty] | 0
5188861 | U MI CIT | LEVEL 4 | IDF 4-122C | 4-220Z | AISLE | 2 |  | AV |  |  | MEDICAL DIGITAL SIGN MONITORING |  |  |  | MEDICAL DIGITAL SIGN CORE PC | [19 empty] | ALCOVE/AISLE/CORRIDOR | 2024-11-12 | [13 empty] | PERI-OP | MD | [9 empty] | 0 | [18 empty] | 0 |  | 0 | [24 empty] | 0
5189533 | U MI CIT | LEVEL 4 | IDF 4-122C | 4-240Z | CORRIDOR | 1 |  | AV |  |  | MEDICAL DIGITAL SIGN MONITORING |  |  |  | MEDICAL DIGITAL SIGN CORE PC | [19 empty] | ALCOVE/AISLE/CORRIDOR | 2024-11-12 |  |  |  | Y | [9 empty] | PERI-OP | MD | [9 empty] | 0 | [18 empty] | 0 |  | 0 | [24 empty] | 0
5189634 | U MI CIT | LEVEL 4 | IDF 4-122C | 4-240Z | CORRIDOR | 2 |  | AV |  |  | WIRED SPARE |  |  |  | WIRED SPARE | [19 empty] | ALCOVE/AISLE/CORRIDOR | 2024-11-12 |  |  |  | Y | [20 empty] | 0 | [18 empty] | 0 |  | 0 | [24 empty] | 0
5184375 | U MI CIT | LEVEL 4 | IDF 4-304C | 4-300Z | CORRIDOR | 1 |  | AV6 |  |  | MEDICAL DIGITAL SIGN MONITORING |  |  |  | MEDICAL DIGITAL SIGN CORE PC |  |  |  | WIRED SPARE | [7 empty] | WIRED SPARE | [7 empty] | ALCOVE/AISLE/CORRIDOR | 2024-11-12 |  |  |  | Y | [9 empty] | PERI-OP | MD | [9 empty] | 0 | [18 empty] | 0 |  | 0 | [24 empty] | 0
5184390 | U MI CIT | LEVEL 4 | IDF 4-304C | 4-300Z | CORRIDOR | 5 |  | AV6 |  |  | MEDICAL DIGITAL SIGN MONITORING |  |  |  | MEDICAL DIGITAL SIGN CORE PC |  |  |  | WIRED SPARE | [7 empty] | WIRED SPARE | [7 empty] | ALCOVE/AISLE/CORRIDOR | 2024-11-12 |  |  |  | Y | [9 empty] | PERI-OP | MD | [9 empty] | 0 | [18 empty] | 0 |  | 0 | [24 empty] | 0
5184429 | U MI CIT | LEVEL 4 | IDF 4-238C | 4-300Z | CORRIDOR | 7 |  | AV6 |  |  | MEDICAL DIGITAL SIGN MONITORING |  |  |  | MEDICAL DIGITAL SIGN MONITORING |  |  |  | MEDICAL DIGITAL SIGN CORE PC | [7 empty] | WIRED SPARE | [7 empty] | ALCOVE/AISLE/CORRIDOR | 2024-11-12 |  |  |  | Y | [9 empty] | PERI-OP | MD | [9 empty] | 0 | [18 empty] | 0 |  | 0 | [24 empty] | 0
5184459 | U MI CIT | LEVEL 4 | IDF 4-238C | 4-305Z | CORRIDOR | 1 |  | AV6 |  |  | MEDICAL DIGITAL SIGN MONITORING |  |  |  | MEDICAL DIGITAL SIGN CORE PC |  |  |  | WIRED SPARE | [7 empty] | WIRED SPARE | [7 empty] | ALCOVE/AISLE/CORRIDOR | 2024-11-12 |  |  |  | Y | [9 empty] | PERI-OP | MD | [9 empty] | 0 | [18 empty] | 0 |  | 0 | [24 empty] | 0
10836878 | U MI CIT | LEVEL 4 | IDF 4-238C | 4-305Z | CORRIDOR | 2 |  | AV6 |  |  | MEDICAL DIGITAL SIGN MONITORING |  |  |  | MEDICAL DIGITAL SIGN CORE PC |  |  |  | WIRED SPARE | [7 empty] | WIRED SPARE | [7 empty] | ALCOVE/AISLE/CORRIDOR | 2024-11-12 |  |  |  | Y | [9 empty] | PERI-OP | MD | [9 empty] | 0 | [18 empty] | 0 |  | 0 | [24 empty] | 0
6665387 | U MI CIT | LEVEL 4 | IDF 4-304C | 4-316 | OPERATING ROOM | 16 |  | AV |  |  | MEDICAL DIGITAL SIGN MONITORING |  |  |  | MEDICAL DIGITAL SIGN CORE PC | [19 empty] | PERIOP SERVICES | 2024-11-12 | OR 11 |  |  | Y | [9 empty] | PERI-OP | MD | [9 empty] | 0 | [18 empty] | 0 |  | 0 | [24 empty] | 0
7004290 | U MI CIT | LEVEL 4 | IDF 4-304C | 4-318 | OPERATING ROOM | 4 |  | AV |  |  | MEDICAL DIGITAL SIGN MONITORING |  |  |  | MEDICAL DIGITAL SIGN CORE PC | [19 empty] | PERIOP SERVICES | 2024-11-12 | OR 13 |  |  | Y | [9 empty] | PERI-OP | MD | [9 empty] | 0 | [18 empty] | 0 |  | 0 | [24 empty] | 0
6663599 | U MI CIT | LEVEL 4 | IDF 4-304C | 4-318 | OPERATING ROOM | 16 |  | AV |  |  | MEDICAL DIGITAL SIGN MONITORING |  |  |  | MEDICAL DIGITAL SIGN CORE PC | [19 empty] | PERIOP SERVICES | 2024-11-12 | OR 13 |  |  | Y | [9 empty] | PERI-OP | MD | [9 empty] | 0 | [18 empty] | 0 |  | 0 | [24 empty] | 0
6663522 | U MI CIT | LEVEL 4 | IDF 4-304C | 4-318 | OPERATING ROOM | 22 |  | AV |  |  | MEDICAL DIGITAL SIGN MONITORING |  |  |  | MEDICAL DIGITAL SIGN CORE PC | [19 empty] | PERIOP SERVICES | 2024-11-12 | OR 13 |  |  | Y | [9 empty] | PERI-OP | MD | [9 empty] | 0 | [18 empty] | 0 |  | 0 | [24 empty] | 0
5183518 | U MI CIT | LEVEL 4 | IDF 4-238C | 4-320Z | CORRIDOR | 1 |  | AV6 |  |  | MEDICAL DIGITAL SIGN MONITORING |  |  |  | MEDICAL DIGITAL SIGN CORE PC |  |  |  | WIRED SPARE | [7 empty] | WIRED SPARE | [7 empty] | ALCOVE/AISLE/CORRIDOR | 2024-11-12 |  |  |  | Y | [9 empty] | PERI-OP | MD | [9 empty] | 0 | [18 empty] | 0 |  | 0 | [24 empty] | 0
5183383 | U MI CIT | LEVEL 4 | IDF 4-238C | 4-320Z | CORRIDOR | 3 |  | AV6 |  |  | MEDICAL DIGITAL SIGN MONITORING |  |  |  | MEDICAL DIGITAL SIGN CORE PC |  |  |  | WIRED SPARE | [7 empty] | WIRED SPARE | [7 empty] | ALCOVE/AISLE/CORRIDOR | 2024-11-12 |  |  |  | Y | [9 empty] | PERI-OP | MD | [9 empty] | 0 | [18 empty] | 0 |  | 0 | [24 empty] | 0
5183479 | U MI CIT | LEVEL 4 | IDF 4-238C | 4-320Z | CORRIDOR | 5 |  | AV6 |  |  | MEDICAL DIGITAL SIGN MONITORING |  |  |  | MEDICAL DIGITAL SIGN CORE PC |  |  |  | WIRED SPARE | [7 empty] | WIRED SPARE | [7 empty] | ALCOVE/AISLE/CORRIDOR | 2024-11-12 |  |  |  | Y | [9 empty] | PERI-OP | MD | [9 empty] | 0 | [18 empty] | 0 |  | 0 | [24 empty] | 0
6616932 | U MI CIT | LEVEL 4 | IDF 4-304C | 4-320Z | CORRIDOR | 7 |  | AV6 |  |  | MEDICAL DIGITAL SIGN MONITORING |  |  |  | MEDICAL DIGITAL SIGN CORE PC |  |  |  | WIRED SPARE | [7 empty] | WIRED SPARE | [7 empty] | ALCOVE/AISLE/CORRIDOR | 2024-11-12 |  |  |  | Y | [9 empty] | PERI-OP | MD | [9 empty] | 0 | [18 empty] | 0 |  | 0 | [24 empty] | 0
5183349 | U MI CIT | LEVEL 4 | IDF 4-304C | 4-320Z | CORRIDOR | 8 |  | AV6 |  |  | MEDICAL DIGITAL SIGN MONITORING |  |  |  | MEDICAL DIGITAL SIGN CORE PC |  |  |  | WIRED SPARE | [7 empty] | WIRED SPARE | [7 empty] | ALCOVE/AISLE/CORRIDOR | 2024-11-12 |  |  |  | Y | [9 empty] | PERI-OP | MD | [9 empty] | 0 | [18 empty] | 0 |  | 0 | [24 empty] | 0
5183272 | U MI CIT | LEVEL 4 | IDF 4-304C | 4-320Z | CORRIDOR | 13 |  | AV6 |  |  | MEDICAL DIGITAL SIGN MONITORING |  |  |  | MEDICAL DIGITAL SIGN CORE PC |  |  |  | WIRED SPARE | [7 empty] | WIRED SPARE | [7 empty] | ALCOVE/AISLE/CORRIDOR | 2024-11-12 |  |  |  | Y | [9 empty] | PERI-OP | MD | [9 empty] | 0 | [18 empty] | 0 |  | 0 | [24 empty] | 0
7004329 | U MI CIT | LEVEL 4 | IDF 4-304C | 4-322 | OPERATING ROOM | 4 |  | AV |  |  | MEDICAL DIGITAL SIGN MONITORING |  |  |  | MEDICAL DIGITAL SIGN CORE PC | [19 empty] | PERIOP SERVICES | 2024-11-12 | OR 15 |  |  | Y | [9 empty] | PERI-OP | MD | [9 empty] | 0 | [18 empty] | 0 |  | 0 | [24 empty] | 0
6663363 | U MI CIT | LEVEL 4 | IDF 4-304C | 4-322 | OPERATING ROOM | 17 |  | AV |  |  | MEDICAL DIGITAL SIGN MONITORING |  |  |  | MEDICAL DIGITAL SIGN CORE PC | [19 empty] | PERIOP SERVICES | 2024-11-12 | OR 15 |  |  | Y | [9 empty] | PERI-OP | MD | [9 empty] | 0 | [18 empty] | 0 |  | 0 | [24 empty] | 0
6663286 | U MI CIT | LEVEL 4 | IDF 4-304C | 4-322 | OPERATING ROOM | 22 |  | AV |  |  | MEDICAL DIGITAL SIGN MONITORING |  |  |  | MEDICAL DIGITAL SIGN CORE PC | [19 empty] | PERIOP SERVICES | 2024-11-12 | OR 15 |  |  | Y | [9 empty] | PERI-OP | MD | [9 empty] | 0 | [18 empty] | 0 |  | 0 | [24 empty] | 0
7004358 | U MI CIT | LEVEL 4 | IDF 4-238C | 4-324 | OPERATING ROOM | 4 |  | AV |  |  | MEDICAL DIGITAL SIGN MONITORING |  |  |  | MEDICAL DIGITAL SIGN CORE PC | [19 empty] | PERIOP SERVICES | 2024-11-12 | OR 17 |  |  | Y | [9 empty] | PERI-OP | MD | [9 empty] | 0 | [18 empty] | 0 |  | 0 | [24 empty] | 0
6662170 | U MI CIT | LEVEL 4 | IDF 4-238C | 4-324 | OPERATING ROOM | 16 |  | AV |  |  | MEDICAL DIGITAL SIGN MONITORING |  |  |  | MEDICAL DIGITAL SIGN CORE PC | [19 empty] | PERIOP SERVICES | 2024-11-12 | OR 17 |  |  | Y | [9 empty] | PERI-OP | MD | [9 empty] | 0 | [18 empty] | 0 |  | 0 | [24 empty] | 0
6662093 | U MI CIT | LEVEL 4 | IDF 4-238C | 4-324 | OPERATING ROOM | 22 |  | AV |  |  | MEDICAL DIGITAL SIGN MONITORING |  |  |  | MEDICAL DIGITAL SIGN CORE PC | [19 empty] | PERIOP SERVICES | 2024-11-12 | OR 17 |  |  | Y | [9 empty] | PERI-OP | MD | [9 empty] | 0 | [18 empty] | 0 |  | 0 | [24 empty] | 0
7004403 | U MI CIT | LEVEL 4 | IDF 4-238C | 4-326 | OPERATING ROOM | 4 |  | AV |  |  | MEDICAL DIGITAL SIGN MONITORING |  |  |  | MEDICAL DIGITAL SIGN CORE PC | [19 empty] | PERIOP SERVICES | 2024-11-12 | OR 19 |  |  | Y | [9 empty] | PERI-OP | MD | [9 empty] | 0 | [18 empty] | 0 |  | 0 | [24 empty] | 0
6662022 | U MI CIT | LEVEL 4 | IDF 4-238C | 4-326 | OPERATING ROOM | 16 |  | AV |  |  | MEDICAL DIGITAL SIGN MONITORING |  |  |  | MEDICAL DIGITAL SIGN CORE PC | [19 empty] | PERIOP SERVICES | 2024-11-12 | OR 19 |  |  | Y | [9 empty] | PERI-OP | MD | [9 empty] | 0 | [18 empty] | 0 |  | 0 | [24 empty] | 0
6661945 | U MI CIT | LEVEL 4 | IDF 4-238C | 4-326 | OPERATING ROOM | 23 |  | AV |  |  | MEDICAL DIGITAL SIGN MONITORING |  |  |  | MEDICAL DIGITAL SIGN CORE PC | [19 empty] | PERIOP SERVICES | 2024-11-12 | OR 19 |  |  | Y | [9 empty] | PERI-OP | MD | [9 empty] | 0 | [18 empty] | 0 |  | 0 | [24 empty] | 0
7004417 | U MI CIT | LEVEL 4 | IDF 4-238C | 4-328 | OPERATING ROOM | 4 |  | AV |  |  | MEDICAL DIGITAL SIGN MONITORING |  |  |  | MEDICAL DIGITAL SIGN CORE PC | [19 empty] | PERIOP SERVICES | 2024-11-12 | OR 21 |  |  | Y | [9 empty] | PERI-OP | MD | [9 empty] | 0 | [18 empty] | 0 |  | 0 | [24 empty] | 0
6660725 | U MI CIT | LEVEL 4 | IDF 4-238C | 4-328 | OPERATING ROOM | 16 |  | AV |  |  | MEDICAL DIGITAL SIGN MONITORING |  |  |  | MEDICAL DIGITAL SIGN CORE PC | [19 empty] | PERIOP SERVICES | 2024-11-12 | OR 21 |  |  | Y | [9 empty] | PERI-OP | MD | [9 empty] | 0 | [18 empty] | 0 |  | 0 | [24 empty] | 0
6660648 | U MI CIT | LEVEL 4 | IDF 4-238C | 4-328 | OPERATING ROOM | 22 |  | AV |  |  | MEDICAL DIGITAL SIGN MONITORING |  |  |  | MEDICAL DIGITAL SIGN CORE PC | [19 empty] | PERIOP SERVICES | 2024-11-12 | OR 21 |  |  | Y | [9 empty] | PERI-OP | MD | [9 empty] | 0 | [18 empty] | 0 |  | 0 | [24 empty] | 0
4720597 | U MI CIT | LEVEL 4 | IDF 4-304C | 4-330Z | CORRIDOR | 2 |  | AV |  |  | MEDICAL DIGITAL SIGN MONITORING |  |  |  | MEDICAL DIGITAL SIGN CORE PC | [19 empty] | ALCOVE/AISLE/CORRIDOR | 2024-11-12 |  |  |  | Y | [9 empty] | PERI-OP | MD | [9 empty] | 0 | [18 empty] | 0 |  | 0 | [24 empty] | 0
4720653 | U MI CIT | LEVEL 4 | IDF 4-304C | 4-330Z | CORRIDOR | 3 |  | AV |  |  | MEDICAL DIGITAL SIGN MONITORING |  |  |  | MEDICAL DIGITAL SIGN CORE PC | [19 empty] | ALCOVE/AISLE/CORRIDOR | 2024-11-12 |  |  |  | Y | [9 empty] | PERI-OP | MD | [9 empty] | 0 | [18 empty] | 0 |  | 0 | [24 empty] | 0
6658666 | U MI CIT | LEVEL 4 | IDF 4-238C | 4-334 | OPERATING ROOM | 4 |  | AV |  |  | MEDICAL DIGITAL SIGN MONITORING |  |  |  | MEDICAL DIGITAL SIGN CORE PC | [19 empty] | PERIOP SERVICES | 2024-11-12 | OR 22 |  |  | Y | [9 empty] | PERI-OP | MD | [9 empty] | 0 | [18 empty] | 0 |  | 0 | [24 empty] | 0
5183788 | U MI CIT | LEVEL 4 | IDF 4-238C | 4-334 | OPERATING ROOM | 10 |  | AV |  |  | MEDICAL DIGITAL SIGN MONITORING |  |  |  | MEDICAL DIGITAL SIGN CORE PC | [19 empty] | PERIOP SERVICES | 2024-11-12 | OR 22 |  |  | Y | [9 empty] | PERI-OP | MD | [9 empty] | 0 | [18 empty] | 0 |  | 0 | [24 empty] | 0
7003244 | U MI CIT | LEVEL 4 | IDF 4-238C | 4-334 | OPERATING ROOM | 14 |  | AV |  |  | MEDICAL DIGITAL SIGN MONITORING |  |  |  | MEDICAL DIGITAL SIGN CORE PC | [19 empty] | PERIOP SERVICES | 2024-11-12 | OR 22 |  |  | Y | [9 empty] | PERI-OP | MD | [9 empty] | 0 | [18 empty] | 0 |  | 0 | [24 empty] | 0
6658579 | U MI CIT | LEVEL 4 | IDF 4-238C | 4-336 | OPERATING ROOM | 4 |  | AV |  |  | MEDICAL DIGITAL SIGN MONITORING |  |  |  | MEDICAL DIGITAL SIGN CORE PC | [19 empty] | PERIOP SERVICES | 2024-11-12 | OR 20 |  |  | Y | [9 empty] | PERI-OP | MD | [9 empty] | 0 | [18 empty] | 0 |  | 0 | [24 empty] | 0
5183713 | U MI CIT | LEVEL 4 | IDF 4-238C | 4-336 | OPERATING ROOM | 10 |  | AV |  |  | MEDICAL DIGITAL SIGN MONITORING |  |  |  | MEDICAL DIGITAL SIGN CORE PC | [19 empty] | PERIOP SERVICES | 2024-11-12 | OR 20 |  |  | Y | [9 empty] | PERI-OP | MD | [9 empty] | 0 | [18 empty] | 0 |  | 0 | [24 empty] | 0
7003212 | U MI CIT | LEVEL 4 | IDF 4-238C | 4-336 | OPERATING ROOM | 14 |  | AV |  |  | MEDICAL DIGITAL SIGN MONITORING |  |  |  | MEDICAL DIGITAL SIGN CORE PC | [19 empty] | PERIOP SERVICES | 2024-11-12 | OR 20 |  |  | Y | [9 empty] | PERI-OP | MD | [9 empty] | 0 | [18 empty] | 0 |  | 0 | [24 empty] | 0
6658409 | U MI CIT | LEVEL 4 | IDF 4-238C | 4-338 | OPERATING ROOM | 4 |  | AV |  |  | MEDICAL DIGITAL SIGN MONITORING |  |  |  | MEDICAL DIGITAL SIGN CORE PC | [19 empty] | PERIOP SERVICES | 2024-11-12 | OR 18 |  |  | Y | [9 empty] | PERI-OP | MD | [9 empty] | 0 | [18 empty] | 0 |  | 0 | [24 empty] | 0
5183696 | U MI CIT | LEVEL 4 | IDF 4-238C | 4-338 | OPERATING ROOM | 10 |  | AV |  |  | MEDICAL DIGITAL SIGN MONITORING |  |  |  | MEDICAL DIGITAL SIGN CORE PC | [19 empty] | PERIOP SERVICES | 2024-11-12 | OR 18 |  |  | Y | [9 empty] | PERI-OP | MD | [9 empty] | 0 | [18 empty] | 0 |  | 0 | [24 empty] | 0
6999851 | U MI CIT | LEVEL 4 | IDF 4-238C | 4-338 | OPERATING ROOM | 14 |  | AV |  |  | MEDICAL DIGITAL SIGN MONITORING |  |  |  | MEDICAL DIGITAL SIGN CORE PC | [19 empty] | PERIOP SERVICES | 2024-11-12 | OR 18 |  |  | Y | [9 empty] | PERI-OP | MD | [9 empty] | 0 | [18 empty] | 0 |  | 0 | [24 empty] | 0
5184306 | U MI CIT | LEVEL 4 | IDF 4-304C | 4-340Z | CORRIDOR | 1 |  | AV6 |  |  | MEDICAL DIGITAL SIGN MONITORING |  |  |  | MEDICAL DIGITAL SIGN CORE PC |  |  |  | WIRED SPARE | [7 empty] | WIRED SPARE | [7 empty] | ALCOVE/AISLE/CORRIDOR | 2024-11-12 |  |  |  | Y | [9 empty] | PERI-OP | MD | [9 empty] | 0 | [18 empty] | 0 |  | 0 | [24 empty] | 0
6657371 | U MI CIT | LEVEL 4 | IDF 4-304C | 4-344 | OPERATING ROOM | 4 |  | AV |  |  | MEDICAL DIGITAL SIGN MONITORING |  |  |  | MEDICAL DIGITAL SIGN CORE PC | [19 empty] | PERIOP SERVICES | 2024-11-12 | OR 16 |  |  | Y | [9 empty] | PERI-OP | MD | [9 empty] | 0 | [18 empty] | 0 |  | 0 | [24 empty] | 0
5183673 | U MI CIT | LEVEL 4 | IDF 4-304C | 4-344 | OPERATING ROOM | 10 |  | AV |  |  | MEDICAL DIGITAL SIGN MONITORING |  |  |  | MEDICAL DIGITAL SIGN CORE PC | [19 empty] | PERIOP SERVICES | 2024-11-12 | OR 16 |  |  | Y | [9 empty] | PERI-OP | MD | [9 empty] | 0 | [18 empty] | 0 |  | 0 | [24 empty] | 0
6994591 | U MI CIT | LEVEL 4 | IDF 4-304C | 4-344 | OPERATING ROOM | 14 |  | AV |  |  | MEDICAL DIGITAL SIGN MONITORING |  |  |  | MEDICAL DIGITAL SIGN CORE PC | [19 empty] | PERIOP SERVICES | 2024-11-12 | OR 16 |  |  | Y | [9 empty] | PERI-OP | MD | [9 empty] | 0 | [18 empty] | 0 |  | 0 | [24 empty] | 0
6657009 | U MI CIT | LEVEL 4 | IDF 4-304C | 4-346 | OPERATING ROOM | 4 |  | AV |  |  | MEDICAL DIGITAL SIGN MONITORING |  |  |  | MEDICAL DIGITAL SIGN CORE PC | [19 empty] | PERIOP SERVICES | 2024-11-12 | OR 14 |  |  | Y | [9 empty] | PERI-OP | MD | [9 empty] | 0 | [18 empty] | 0 |  | 0 | [24 empty] | 0
5183658 | U MI CIT | LEVEL 4 | IDF 4-304C | 4-346 | OPERATING ROOM | 10 |  | AV |  |  | MEDICAL DIGITAL SIGN MONITORING |  |  |  | MEDICAL DIGITAL SIGN CORE PC | [19 empty] | PERIOP SERVICES | 2024-11-12 | OR 14 |  |  | Y | [9 empty] | PERI-OP | MD | [9 empty] | 0 | [18 empty] | 0 |  | 0 | [24 empty] | 0
6994559 | U MI CIT | LEVEL 4 | IDF 4-304C | 4-346 | OPERATING ROOM | 14 |  | AV |  |  | MEDICAL DIGITAL SIGN MONITORING |  |  |  | MEDICAL DIGITAL SIGN CORE PC | [19 empty] | PERIOP SERVICES | 2024-11-12 | OR 14 |  |  | Y | [9 empty] | PERI-OP | MD | [9 empty] | 0 | [18 empty] | 0 |  | 0 | [24 empty] | 0
4818473 | U MI CIT | LEVEL 4 | IDF 4-304C | 4-348 | OPERATING ROOM | 4 |  | AV |  |  | MEDICAL DIGITAL SIGN MONITORING |  |  |  | MEDICAL DIGITAL SIGN CORE PC | [19 empty] | PERIOP SERVICES | 2024-11-12 | OR 12 |  |  | Y | [9 empty] | PERI-OP | MD | [9 empty] | 0 | [18 empty] | 0 |  | 0 | [24 empty] | 0
5183543 | U MI CIT | LEVEL 4 | IDF 4-304C | 4-348 | OPERATING ROOM | 10 |  | AV |  |  | MEDICAL DIGITAL SIGN MONITORING |  |  |  | MEDICAL DIGITAL SIGN CORE PC | [19 empty] | PERIOP SERVICES | 2024-11-12 | OR 12 |  |  | Y | [9 empty] | PERI-OP | MD | [9 empty] | 0 | [18 empty] | 0 |  | 0 | [24 empty] | 0
6994490 | U MI CIT | LEVEL 4 | IDF 4-304C | 4-348 | OPERATING ROOM | 14 |  | AV |  |  | MEDICAL DIGITAL SIGN MONITORING |  |  |  | MEDICAL DIGITAL SIGN CORE PC | [19 empty] | PERIOP SERVICES | 2024-11-12 | OR 12 |  |  | Y | [9 empty] | PERI-OP | MD | [9 empty] | 0 | [18 empty] | 0 |  | 0 | [24 empty] | 0
11047864 | U MI CIT | LEVEL 4 | IDF 4-304C | 4-403 | TEAM ROOM | 9 |  | AV6 |  |  | AV ROOM EQUIPMENT |  |  |  | AV ROOM EQUIPMENT |  |  |  | WIRED SPARE | [7 empty] | WIRED SPARE | [7 empty] | PAVILION CORE TEAM | 2024-11-12 |  |  |  | Y | [9 empty] | CDIAVS | huddle | [9 empty] | 0 | [18 empty] | 0 |  | 0 | [24 empty] | 0
11047772 | U MI CIT | LEVEL 4 | IDF 4-304C | 4-403 | TEAM ROOM | 10 |  | AV6 |  |  | AV ROOM EQUIPMENT |  |  |  | AV ROOM EQUIPMENT |  |  |  | WIRED SPARE | [7 empty] | WIRED SPARE | [7 empty] | PAVILION CORE TEAM | 2024-11-12 |  |  |  | Y | [9 empty] | CDIAVS | [10 empty] | 0 | [18 empty] | 0 |  | 0 | [24 empty] | 0
11047627 | U MI CIT | LEVEL 4 | IDF 4-304C | 4-427 | TEAM ROOM | 8 |  | AV6 |  |  | AV ROOM EQUIPMENT |  |  |  | AV ROOM EQUIPMENT |  |  |  | WIRED SPARE | [7 empty] | WIRED SPARE | [7 empty] | PAVILION CORE TEAM | 2024-11-12 |  |  |  | Y | [9 empty] | CDIAVS | HUDDLE | [9 empty] | 0 | [18 empty] | 0 |  | 0 | [24 empty] | 0
11047533 | U MI CIT | LEVEL 4 | IDF 4-304C | 4-427 | TEAM ROOM | 9 |  | AV6 |  |  | SPARE |  |  |  | SPARE |  |  |  | WIRED SPARE | [7 empty] | WIRED SPARE | [7 empty] | PAVILION CORE TEAM | 2024-11-12 |  |  |  | Y | [20 empty] | 0 | [18 empty] | 0 |  | 0 | [24 empty] | 0
5185678 | U MI CIT | LEVEL 4 | IDF 4-304C | 4-431 | CONFERENCE ROOM | 1 |  | AV6 |  |  | AV ROOM EQUIPMENT |  |  |  | AV ROOM EQUIPMENT |  |  |  | AV ROOM EQUIPMENT | [7 empty] | WIRED SPARE | [7 empty] | PAVILION CORE TEAM | 2024-11-12 | [13 empty] | CDIAVS | custom | [9 empty] | 0 | [18 empty] | 0 |  | 0 | [24 empty] | 0
10834046 | U MI CIT | LEVEL 4 | IDF 4-304C | 4-431 | CONFERENCE ROOM | 6 |  | AV |  |  | AV ROOM EQUIPMENT |  |  |  | AV ROOM EQUIPMENT | [19 empty] | PAVILION CORE TEAM | 2024-11-12 | [13 empty] | CDIAVS | custom | [9 empty] | 0 | [18 empty] | 0 |  | 0 | [24 empty] | 0
5185435 | U MI CIT | LEVEL 4 | IDF 4-238C | 4-500Z | FIRE SERV/PAT. ELEV LOBBY | 1 |  | AV |  |  | FW DIGITAL SIGN MONITORING |  |  |  | FW DIGITAL SIGN CORE PC | [19 empty] | PAVILION CORE TEAM | 2024-11-12 |  |  |  | Y | [9 empty] | CDIAVS | 4Winds DS | EC | [8 empty] | 0 | [18 empty] | 0 |  | 0 | [24 empty] | 0
10870912 | U MI CIT | LEVEL 5 | IDF 5-122C | 5-110Z | CORRIDOR | 14 |  | AV |  |  | MEDICAL DIGITAL SIGN MONITORING |  |  |  | MEDICAL DIGITAL SIGN CORE PC | [19 empty] | ALCOVE/AISLE/CORRIDOR | 2024-11-12 |  |  |  | Y | [9 empty] | PERI-OP | MD | [9 empty] | 0 | [18 empty] | 0 |  | 0 | [24 empty] | 0
7027564 | U MI CIT | LEVEL 5 | IDF 5-122C | 5-110Z | CORRIDOR | 16 |  | AV |  |  | MEDICAL DIGITAL SIGN MONITORING |  |  |  | MEDICAL DIGITAL SIGN CORE PC | [19 empty] | ALCOVE/AISLE/CORRIDOR | 2024-11-12 |  |  |  | Y | [9 empty] | PERI-OP | MD | [9 empty] | 0 | [18 empty] | 0 |  | 0 | [24 empty] | 0
5193082 | U MI CIT | LEVEL 5 | IDF 5-122C | 5-217 | CONFERENCE ROOM (SAFE) | 1 |  | AV6 |  |  | AV ROOM EQUIPMENT |  |  |  | AV ROOM EQUIPMENT |  |  |  | AV ROOM EQUIPMENT | [7 empty] | WIRED SPARE | [7 empty] | PAVILION CORE TEAM | 2024-11-12 | [13 empty] | CDIAVS | enhanced | [9 empty] | 0 | [18 empty] | 0 |  | 0 | [24 empty] | 0
7310327 | U MI CIT | LEVEL 5 | IDF 5-122C | 5-217 | CONFERENCE ROOM (SAFE) | 3 |  | AV |  |  | AV ROOM EQUIPMENT |  |  |  | AV ROOM EQUIPMENT | [19 empty] | PAVILION CORE TEAM | 2024-11-12 | [13 empty] | CDIAVS | enhanced | [9 empty] | 0 | [18 empty] | 0 |  | 0 | [24 empty] | 0
5193147 | U MI CIT | LEVEL 5 | IDF 5-122C | 5-220Z | CORRIDOR | 2 |  | AV |  |  | MEDICAL DIGITAL SIGN MONITORING |  |  |  | MEDICAL DIGITAL SIGN CORE PC | [19 empty] | ALCOVE/AISLE/CORRIDOR | 2024-11-12 |  |  |  | Y | [9 empty] | PERI-OP | MD | [9 empty] | 0 | [18 empty] | 0 |  | 0 | [24 empty] | 0
5193167 | U MI CIT | LEVEL 5 | IDF 5-122C | 5-220Z | CORRIDOR | 3 |  | AV |  |  | MEDICAL DIGITAL SIGN MONITORING |  |  |  | MEDICAL DIGITAL SIGN CORE PC | [19 empty] | ALCOVE/AISLE/CORRIDOR | 2024-11-12 |  |  |  | Y | [9 empty] | PERI-OP | MD | [9 empty] | 0 | [18 empty] | 0 |  | 0 | [24 empty] | 0
5193213 | U MI CIT | LEVEL 5 | IDF 5-122C | 5-220Z | CORRIDOR | 4 |  | AV |  |  | MEDICAL DIGITAL SIGN MONITORING |  |  |  | MEDICAL DIGITAL SIGN CORE PC | [19 empty] | ALCOVE/AISLE/CORRIDOR | 2024-11-12 |  |  |  | Y | [9 empty] | PERI-OP | MD | [9 empty] | 0 | [18 empty] | 0 |  | 0 | [24 empty] | 0
7026826 | U MI CIT | LEVEL 5 | IDF 5-238C | 5-230Z | CORRIDOR | 6 |  | AV |  |  | MEDICAL DIGITAL SIGN MONITORING |  |  |  | MEDICAL DIGITAL SIGN CORE PC | [19 empty] | ALCOVE/AISLE/CORRIDOR | 2024-11-12 |  |  |  | Y | [9 empty] | PERI-OP | MD | [9 empty] | 0 | [18 empty] | 0 |  | 0 | [24 empty] | 0
10870129 | U MI CIT | LEVEL 5 | IDF 5-238C | 5-230Z | CORRIDOR | 7 |  | AV |  |  | MEDICAL DIGITAL SIGN MONITORING |  |  |  | MEDICAL DIGITAL SIGN CORE PC | [19 empty] | ALCOVE/AISLE/CORRIDOR | 2024-11-12 |  |  |  | Y | [9 empty] | PERI-OP | MD | [9 empty] | 0 | [18 empty] | 0 |  | 0 | [24 empty] | 0
5190232 | U MI CIT | LEVEL 5 | IDF 5-238C | 5-232 | STAFF LOUNGE | 1 |  | AV |  |  | FW DIGITAL SIGN MONITORING |  |  |  | FW DIGITAL SIGN CORE PC | [19 empty] | PAVILION CORE TEAM | 2024-11-12 |  |  |  | Y | [9 empty] | CDIAVS | 4Winds DS | EC | [8 empty] | 0 | [18 empty] | 0 |  | 0 | [24 empty] | 0
5192648 | U MI CIT | LEVEL 5 | IDF 5-238C | 5-240Z | CORRIDOR | 1 |  | AV |  |  | MEDICAL DIGITAL SIGN MONITORING |  |  |  | MEDICAL DIGITAL SIGN CORE PC | [19 empty] | ALCOVE/AISLE/CORRIDOR | 2024-11-12 |  |  |  | Y | [9 empty] | PERI-OP | MD | [9 empty] | 0 | [18 empty] | 0 |  | 0 | [24 empty] | 0
5190362 | U MI CIT | LEVEL 5 | IDF 5-304C | 5-412 | STAFF LOUNGE | 3 |  | AV |  |  | FW DIGITAL SIGN MONITORING |  |  |  | FW DIGITAL SIGN CORE PC | [19 empty] | PAVILION CORE TEAM | 2024-11-12 |  |  |  | Y | [9 empty] | CDIAVS | 4Winds DS | EC | [8 empty] | 0 | [18 empty] | 0 |  | 0 | [24 empty] | 0
5190891 | U MI CIT | LEVEL 5 | IDF 5-304C | 5-420 | TEAM WORKROOM (SAFE) | 2 |  | AV6 |  |  | AV ROOM EQUIPMENT |  |  |  | AV ROOM EQUIPMENT |  |  |  | AV ROOM EQUIPMENT | [7 empty] | WIRED SPARE | [7 empty] | PAVILION CORE TEAM | 2024-11-12 |  |  |  | Y | [9 empty] | CDIAVS | CR | [9 empty] | 0 | [18 empty] | 0 |  | 0 | [24 empty] | 0
5191393 | U MI CIT | LEVEL 5 | IDF 5-304C | 5-500Z | FIRE SERV/ PAT. ELEV LOBBY | 1 |  | AV |  |  | FW DIGITAL SIGN MONITORING |  |  |  | FW DIGITAL SIGN CORE PC | [19 empty] | PAVILION CORE TEAM | 2024-11-12 |  |  |  | Y | [9 empty] | CDIAVS | 4Winds DS | EC | [8 empty] | 0 | [18 empty] | 0 |  | 0 | [24 empty] | 0
11048819 | U MI CIT | LEVEL 6 | IDF 6-122C | 6-112A | TEAM ROOM | 11 |  | AV |  |  | AV ROOM EQUIPMENT |  |  |  | AV ROOM EQUIPMENT | [19 empty] | PAVILION CORE TEAM | 2024-11-12 |  |  |  | Y | [9 empty] | CDIAVS | huddle | [9 empty] | 0 | [18 empty] | 0 |  | 0 | [24 empty] | 0
7005006 | U MI CIT | LEVEL 6 | IDF 6-122C | 6-112B | CONFERENCE ROOM (SAFE) | 2 |  | AV6 |  |  | AV ROOM EQUIPMENT |  |  |  | AV ROOM EQUIPMENT |  |  |  | AV ROOM EQUIPMENT | [7 empty] | WIRED SPARE | [7 empty] | PAVILION CORE TEAM | 2024-11-12 | [13 empty] | CDIAVS | enhanced | [9 empty] | 0 | [18 empty] | 0 |  | 0 | [24 empty] | 0
7049514 | U MI CIT | LEVEL 6 | IDF 6-122C | 6-112B | CONFERENCE ROOM (SAFE) | 3 |  | AV |  |  | AV ROOM EQUIPMENT |  |  |  | AV ROOM EQUIPMENT | [19 empty] | PAVILION CORE TEAM | 2024-11-12 | [13 empty] | CDIAVS | enhanced | [9 empty] | 0 | [18 empty] | 0 |  | 0 | [24 empty] | 0
4601789 | U MI CIT | LEVEL 6 | IDF 6-122C | 6-114 | INTRAOPERATIVE MONITORING | 9 |  | AV |  |  | MEDICAL DIGITAL SIGN MONITORING |  |  |  | MEDICAL DIGITAL SIGN CORE PC | [19 empty] | PERIOP SERVICES | 2024-11-12 |  |  |  | Y | [9 empty] | PERI-OP | MD | [9 empty] | 0 | [18 empty] | 0 |  | 0 | [24 empty] | 0
5201913 | U MI CIT | LEVEL 6 | IDF 6-122C | 6-205 | STAFF LOUNGE | 5 |  | AV |  |  | FW DIGITAL SIGN MONITORING |  |  |  | FW DIGITAL SIGN CORE PC | [19 empty] | PAVILION CORE TEAM | 2024-11-12 |  |  |  | Y | [9 empty] | CDIAVS | 4Winds DS | EC | [8 empty] | 0 | [18 empty] | 0 |  | 0 | [24 empty] | 0
10875075 | U MI CIT | LEVEL 6 | IDF 6-238C | 6-207 | CORE DESK | 3 |  | AV |  |  | WIRED SPARE |  |  |  | WIRED SPARE | [19 empty] | PERIOP SERVICES | 2024-11-12 | [24 empty] | 0 | [18 empty] | 0 |  | 0 | [24 empty] | 0
5201144 | U MI CIT | LEVEL 6 | IDF 6-238C | 6-214 | WOMENS LOCKER ROOM | 1 |  | AV |  |  | WIRED SPARE |  |  |  | WIRED SPARE | [19 empty] | PAVILION CORE TEAM | 2024-11-12 | Neuro IR 10 |  |  | Y | [20 empty] | 0 | [18 empty] | 0 |  | 0 | [24 empty] | 0
4460601 | U MI CIT | LEVEL 6 | IDF 6-238C | 6-220H | BOARD RUNNER | 2 |  | AV |  |  | SPARE |  |  |  | SPARE | [19 empty] | PERIOP SERVICES | 2024-11-12 | [15 empty] | NON EC | [8 empty] | 0 | [18 empty] | 0 |  | 0 | [24 empty] | 0
4460569 | U MI CIT | LEVEL 6 | IDF 6-238C | 6-220H | BOARD RUNNER | 3 |  | AV |  |  | SPARE |  |  |  | SPARE | [19 empty] | PERIOP SERVICES | 2024-11-12 | [15 empty] | NON EC | [8 empty] | 0 | [18 empty] | 0 |  | 0 | [24 empty] | 0
4721935 | U MI CIT | LEVEL 6 | IDF 6-304C | 6-300A | ALC | 2 |  | AV6 |  |  | WIRED SPARE |  |  |  | WIRED SPARE |  |  |  | WIRED SPARE | [7 empty] | WIRED SPARE | [7 empty] | ALCOVE/AISLE/CORRIDOR | 2024-11-12 | [24 empty] | 0 | [18 empty] | 0 |  | 0 | [24 empty] | 0
7046760 | U MI CIT | LEVEL 6 | IDF 6-238C | 6-300F | ALC | 2 |  | AV6 |  |  | WIRED SPARE |  |  |  | WIRED SPARE |  |  |  | WIRED SPARE | [7 empty] | WIRED SPARE | [7 empty] | ALCOVE/AISLE/CORRIDOR | 2024-11-12 | [24 empty] | 0 | [18 empty] | 0 |  | 0 | [24 empty] | 0
5196990 | U MI CIT | LEVEL 6 | IDF 6-238C | 6-300Z | CORRIDOR | 1 |  | AV |  |  | MEDICAL DIGITAL SIGN MONITORING |  |  |  | MEDICAL DIGITAL SIGN CORE PC | [19 empty] | ALCOVE/AISLE/CORRIDOR | 2024-11-12 |  |  |  | Y | [9 empty] | PERI-OP | MD | [9 empty] | 0 | [18 empty] | 0 |  | 0 | [24 empty] | 0
5196803 | U MI CIT | LEVEL 6 | IDF 6-238C | 6-300Z | CORRIDOR | 2 |  | AV6 |  |  | MEDICAL DIGITAL SIGN MONITORING |  |  |  | MEDICAL DIGITAL SIGN CORE PC |  |  |  | WIRED SPARE | [7 empty] | WIRED SPARE | [7 empty] | ALCOVE/AISLE/CORRIDOR | 2024-11-12 |  |  |  | Y | [9 empty] | PERI-OP | MD | [9 empty] | 0 | [18 empty] | 0 |  | 0 | [24 empty] | 0
5197362 | U MI CIT | LEVEL 6 | IDF 6-238C | 6-300Z | CORRIDOR | 3 |  | AV |  |  | MEDICAL DIGITAL SIGN MONITORING |  |  |  | MEDICAL DIGITAL SIGN CORE PC | [19 empty] | ALCOVE/AISLE/CORRIDOR | 2024-11-12 |  |  |  | Y | [9 empty] | PERI-OP | MD | [9 empty] | 0 | [18 empty] | 0 |  | 0 | [24 empty] | 0
5197326 | U MI CIT | LEVEL 6 | IDF 6-238C | 6-300Z | CORRIDOR | 4 |  | AV |  |  | MEDICAL DIGITAL SIGN MONITORING |  |  |  | MEDICAL DIGITAL SIGN CORE PC | [19 empty] | ALCOVE/AISLE/CORRIDOR | 2024-11-12 |  |  |  | Y | [9 empty] | PERI-OP | MD | [9 empty] | 0 | [18 empty] | 0 |  | 0 | [24 empty] | 0
5197212 | U MI CIT | LEVEL 6 | IDF 6-238C | 6-300Z | CORRIDOR | 5 |  | AV |  |  | MEDICAL DIGITAL SIGN MONITORING |  |  |  | MEDICAL DIGITAL SIGN CORE PC | [19 empty] | ALCOVE/AISLE/CORRIDOR | 2024-11-12 |  |  |  | Y | [9 empty] | PERI-OP | MD | [9 empty] | 0 | [18 empty] | 0 |  | 0 | [24 empty] | 0
5197026 | U MI CIT | LEVEL 6 | IDF 6-304C | 6-306-1 | OR FRONT DESK-1 | 3 |  | AV |  |  | WIRED SPARE |  |  |  | WIRED SPARE | [19 empty] | PERIOP SERVICES | 2024-11-12 |  |  |  | Y | [20 empty] | 0 | [18 empty] | 0 |  | 0 | [24 empty] | 0
5198404 | U MI CIT | LEVEL 6 | IDF 6-304C | 6-315K | MRI CONTROL | 3 |  | AV |  |  | WIRED SPARE |  |  |  | WIRED SPARE | [19 empty] | PAVILION CORE TEAM | 2024-11-12 |  |  |  | Y | [20 empty] | 0 | [18 empty] | 0 |  | 0 | [24 empty] | 0
7033580 | U MI CIT | LEVEL 6 | IDF 6-304C | 6-315K | MRI CONTROL | 10 |  | AV |  |  | WIRED SPARE |  |  |  | WIRED SPARE | [19 empty] | PAVILION CORE TEAM | 2024-11-12 |  |  |  | Y | [20 empty] | 0 | [18 empty] | 0 |  | 0 | [24 empty] | 0
10537269 | U MI CIT | LEVEL 6 | IDF 6-304C | 6-315K | MRI CONTROL | 20 |  | AV4 |  |  | WIRED SPARE |  |  |  | WIRED SPARE |  |  |  | WIRED SPARE | [15 empty] | PERIOP SERVICES | 2024-11-12 |  |  |  | Y | [20 empty] | 0 | [18 empty] | 0 |  | 0 | [24 empty] | 0
8864538 | U MI CIT | LEVEL 6 | IDF 6-304C | 6-315K | MRI CONTROL | 23 |  | AV4 |  |  | WIRED SPARE |  |  |  | WIRED SPARE |  |  |  | WIRED SPARE | [15 empty] | PERIOP SERVICES | 2024-11-12 |  |  |  | Y | [20 empty] | 0 | [18 empty] | 0 |  | 0 | [24 empty] | 0
6686472 | U MI CIT | LEVEL 6 | IDF 6-238C | 6-320Z | CORRIDOR | 6 |  | AV6 |  |  | MEDICAL DIGITAL SIGN MONITORING |  |  |  | MEDICAL DIGITAL SIGN CORE PC |  |  |  | WIRED SPARE | [7 empty] | WIRED SPARE | [7 empty] | ALCOVE/AISLE/CORRIDOR | 2024-11-12 |  |  |  | Y | [9 empty] | PERI-OP | MD | [9 empty] | 0 | [18 empty] | 0 |  | 0 | [24 empty] | 0
6686511 | U MI CIT | LEVEL 6 | IDF 6-238C | 6-320Z | CORRIDOR | 8 |  | AV6 |  |  | MEDICAL DIGITAL SIGN MONITORING |  |  |  | MEDICAL DIGITAL SIGN CORE PC |  |  |  | WIRED SPARE | [7 empty] | WIRED SPARE | [7 empty] | ALCOVE/AISLE/CORRIDOR | 2024-11-12 |  |  |  | Y | [9 empty] | PERI-OP | MD | [9 empty] | 0 | [18 empty] | 0 |  | 0 | [24 empty] | 0
6686536 | U MI CIT | LEVEL 6 | IDF 6-238C | 6-320Z | CORRIDOR | 10 |  | AV6 |  |  | MEDICAL DIGITAL SIGN MONITORING |  |  |  | MEDICAL DIGITAL SIGN CORE PC |  |  |  | WIRED SPARE | [7 empty] | WIRED SPARE | [7 empty] | ALCOVE/AISLE/CORRIDOR | 2024-11-12 |  |  |  | Y | [9 empty] | PERI-OP | MD | [9 empty] | 0 | [18 empty] | 0 |  | 0 | [24 empty] | 0
5196712 | U MI CIT | LEVEL 6 | IDF 6-238C | 6-322 | OPERATING ROOM, NEURO | 2 |  | AV |  |  | MEDICAL DIGITAL SIGN MONITORING |  |  |  | MEDICAL DIGITAL SIGN CORE PC | [19 empty] | PERIOP SERVICES | 2024-11-12 | OR 7 |  |  | Y | [9 empty] | PERI-OP | MD | [9 empty] | 0 | [18 empty] | 0 |  | 0 | [24 empty] | 0
5196568 | U MI CIT | LEVEL 6 | IDF 6-238C | 6-322 | OPERATING ROOM, NEURO | 8 |  | AV |  |  | MEDICAL DIGITAL SIGN MONITORING |  |  |  | MEDICAL DIGITAL SIGN CORE PC | [19 empty] | PERIOP SERVICES | 2024-11-12 | OR 7 |  |  | Y | [9 empty] | PERI-OP | MD | [9 empty] | 0 | [18 empty] | 0 |  | 0 | [24 empty] | 0
4449668 | U MI CIT | LEVEL 6 | IDF 6-238C | 6-322 | OPERATING ROOM, NEURO | 12 |  | AV |  |  | MEDICAL DIGITAL SIGN MONITORING |  |  |  | MEDICAL DIGITAL SIGN CORE PC | [19 empty] | PERIOP SERVICES | 2024-11-12 | OR 7 |  |  | Y | [9 empty] | PERI-OP | MD | [9 empty] | 0 | [18 empty] | 0 |  | 0 | [24 empty] | 0
5195406 | U MI CIT | LEVEL 6 | IDF 6-238C | 6-330G | ALC | 1 |  | AV6 |  |  | WIRED SPARE |  |  |  | WIRED SPARE |  |  |  | WIRED SPARE | [7 empty] | WIRED SPARE | [7 empty] | ALCOVE/AISLE/CORRIDOR | 2024-11-12 | [24 empty] | 0 | [18 empty] | 0 |  | 0 | [24 empty] | 0
5196007 | U MI CIT | LEVEL 6 | IDF 6-238C | 6-332 | OPERATING ROOM, SPINE (SILENT) | 4 |  | AV |  |  | MEDICAL DIGITAL SIGN MONITORING |  |  |  | MEDICAL DIGITAL SIGN CORE PC | [19 empty] | PERIOP SERVICES | 2024-11-12 | OR 8 |  |  | Y | [9 empty] | PERI-OP | MD | [9 empty] | 0 | [18 empty] | 0 |  | 0 | [24 empty] | 0
4828092 | U MI CIT | LEVEL 6 | IDF 6-238C | 6-332 | OPERATING ROOM, SPINE (SILENT) | 14 |  | AV |  |  | MEDICAL DIGITAL SIGN MONITORING |  |  |  | MEDICAL DIGITAL SIGN CORE PC | [19 empty] | PERIOP SERVICES | 2024-11-12 | OR 8 |  |  | Y | [9 empty] | PERI-OP | MD | [9 empty] | 0 | [18 empty] | 0 |  | 0 | [24 empty] | 0
5196218 | U MI CIT | LEVEL 6 | IDF 6-238C | 6-332 | OPERATING ROOM, SPINE (SILENT) | 31 |  | AV |  |  | MEDICAL DIGITAL SIGN MONITORING |  |  |  | MEDICAL DIGITAL SIGN CORE PC | [19 empty] | PERIOP SERVICES | 2024-11-12 | OR 8 |  |  | Y | [9 empty] | PERI-OP | MD | [9 empty] | 0 | [18 empty] | 0 |  | 0 | [24 empty] | 0
5195967 | U MI CIT | LEVEL 6 | IDF 6-238C | 6-334 | OPERATING ROOM, NEURO | 6 |  | AV |  |  | MEDICAL DIGITAL SIGN MONITORING |  |  |  | MEDICAL DIGITAL SIGN CORE PC | [19 empty] | PERIOP SERVICES | 2024-11-12 | OR 6 |  |  | Y | [9 empty] | PERI-OP | MD | [9 empty] | 0 | [18 empty] | 0 |  | 0 | [24 empty] | 0
5196193 | U MI CIT | LEVEL 6 | IDF 6-238C | 6-334 | OPERATING ROOM, NEURO | 12 |  | AV |  |  | MEDICAL DIGITAL SIGN MONITORING |  |  |  | MEDICAL DIGITAL SIGN CORE PC | [19 empty] | PERIOP SERVICES | 2024-11-12 | OR 6 |  |  | Y | [9 empty] | PERI-OP | MD | [9 empty] | 0 | [18 empty] | 0 |  | 0 | [24 empty] | 0
4827597 | U MI CIT | LEVEL 6 | IDF 6-238C | 6-334 | OPERATING ROOM, NEURO | 16 |  | AV |  |  | MEDICAL DIGITAL SIGN MONITORING |  |  |  | MEDICAL DIGITAL SIGN CORE PC | [19 empty] | PERIOP SERVICES | 2024-11-12 | OR 6 |  |  | Y | [9 empty] | PERI-OP | MD | [9 empty] | 0 | [18 empty] | 0 |  | 0 | [24 empty] | 0
5198567 | U MI CIT | LEVEL 6 | IDF 6-304C | 6-335Z | CORRIDOR | 1 |  | AV |  |  | FW DIGITAL SIGN MONITORING |  |  |  | FW DIGITAL SIGN CORE PC | [19 empty] | ALCOVE/AISLE/CORRIDOR | 2024-11-12 |  |  |  | Y | [9 empty] | CDIAVS | 4WDS | sickbay | [8 empty] | 0 | [18 empty] | 0 |  | 0 | [24 empty] | 0
5199015 | U MI CIT | LEVEL 6 | IDF 6-304C | 6-400Z | CORRIDOR | 1 |  | AV |  |  | MEDICAL DIGITAL SIGN MONITORING |  |  |  | MEDICAL DIGITAL SIGN CORE PC | [19 empty] | ALCOVE/AISLE/CORRIDOR | 2024-11-12 |  |  |  | Y | [9 empty] | PERI-OP | MD | [9 empty] | 0 | [18 empty] | 0 |  | 0 | [24 empty] | 0
7047012 | U MI CIT | LEVEL 6 | IDF 6-304C | 6-411 | ISO PREOP/ PACU | 1 |  | AV |  |  | MEDICAL DIGITAL SIGN MONITORING |  |  |  | MEDICAL DIGITAL SIGN CORE PC | [19 empty] | PERIOP SERVICES | 2024-11-12 | Preop/PACU 6-24 |  |  | Y | [9 empty] | PERI-OP | MD | [9 empty] | 0 | [18 empty] | 0 |  | 0 | [24 empty] | 0
7046888 | U MI CIT | LEVEL 6 | IDF 6-304C | 6-413 | ISO PREOP/ PACU | 4 |  | AV |  |  | MEDICAL DIGITAL SIGN MONITORING |  |  |  | MEDICAL DIGITAL SIGN CORE PC | [19 empty] | PERIOP SERVICES | 2024-11-12 | Preop/PACU 6-23 |  |  | Y | [9 empty] | PERI-OP | MD | [9 empty] | 0 | [18 empty] | 0 |  | 0 | [24 empty] | 0
5197695 | U MI CIT | LEVEL 6 | IDF 6-304C | 6-500Z | FIRE SERV/ PAT. ELEV LOBBY | 1 |  | AV |  |  | FW DIGITAL SIGN MONITORING |  |  |  | FW DIGITAL SIGN CORE PC | [19 empty] | PAVILION CORE TEAM | 2024-11-12 |  |  |  | Y | [9 empty] | CDIAVS | 4Winds DS | [9 empty] | 0 | [18 empty] | 0 |  | 0 | [24 empty] | 0
5199263 | U MI CIT | LEVEL 6 | IDF 6-304C | 6-510Z | CORRIDOR | 1 |  | AV |  |  | MEDICAL DIGITAL SIGN MONITORING |  |  |  | MEDICAL DIGITAL SIGN CORE PC | [19 empty] | ALCOVE/AISLE/CORRIDOR | 2024-11-12 |  |  |  | Y | [9 empty] | NURSING SICKBAY | MD | [9 empty] | 0 | [18 empty] | 0 |  | 0 | [24 empty] | 0
5203621 | U MI CIT | LEVEL 7 | IDF 7-304C | 7-005 | TEAM WORKROOM | 1 |  | AV |  |  | AV ROOM EQUIPMENT |  |  |  | AV ROOM EQUIPMENT | [19 empty] | PAVILION CORE TEAM | 2024-11-12 |  |  |  | Y | [9 empty] | CDIAVS | huddle | [9 empty] | 0 | [18 empty] | 0 |  | 0 | [24 empty] | 0
5203802 | U MI CIT | LEVEL 7 | IDF 7-304C | 7-005 | TEAM WORKROOM | 7 |  | AV |  |  | AV ROOM EQUIPMENT |  |  |  | AV ROOM EQUIPMENT | [19 empty] | PAVILION CORE TEAM | 2024-11-12 |  |  |  | Y | [9 empty] | CDIAVS | huddle | [9 empty] | 0 | [18 empty] | 0 |  | 0 | [24 empty] | 0
7011709 | U MI CIT | LEVEL 7 | IDF 7-304C | 7-401G | CONFERENCE ROOM | 1 |  | AV |  |  | AV ROOM EQUIPMENT |  |  |  | AV ROOM EQUIPMENT | [19 empty] | PAVILION CORE TEAM | 2024-11-12 | [13 empty] | CDIAVS | conf | [9 empty] | 0 | [18 empty] | 0 |  | 0 | [24 empty] | 0
4609125 | U MI CIT | LEVEL 7 | IDF 7-304C | 7-401G | CONFERENCE ROOM | 3 |  | AV |  |  | AV ROOM EQUIPMENT |  |  |  | AV ROOM EQUIPMENT | [19 empty] | PAVILION CORE TEAM | 2024-11-12 | [13 empty] | CDIAVS | conf TP | [9 empty] | 0 | [18 empty] | 0 |  | 0 | [24 empty] | 0
5203358 | U MI CIT | LEVEL 7 | IDF 7-238C | 7-500Z | FIRE SERV/ PAT. ELEV LOBBY | 1 |  | AV |  |  | FW DIGITAL SIGN MONITORING |  |  |  | FW DIGITAL SIGN CORE PC | [19 empty] | PAVILION CORE TEAM | 2024-11-12 |  |  |  | Y | [9 empty] | CDIAVS | 4Winds DS | EC | [8 empty] | 0 | [18 empty] | 0 |  | 0 | [24 empty] | 0
5212340 | U MI CIT | LEVEL 8 | IDF 8-334C | 8-106 | NURSE STATION | 1 |  | AV |  |  | MEDICAL DIGITAL SIGN MONITORING |  |  |  | MEDICAL DIGITAL SIGN CORE PC | [19 empty] | NURSES STATION | 2024-11-12 |  | 2A | 2025-04-21 | Y | [9 empty] | NURSING WHITEBOARDS | MD | [9 empty] | 0 | [18 empty] | 0 |  | 0 | [24 empty] | 0
7059736 | U MI CIT | LEVEL 8 | IDF 8-334C | 8-110Z | CORRIDOR | 12 |  | AV |  |  | MEDICAL DIGITAL SIGN MONITORING |  |  |  | MEDICAL DIGITAL SIGN CORE PC | [19 empty] | ALCOVE/AISLE/CORRIDOR | 2024-11-12 |  | 2A | 2025-04-21 | Y | [9 empty] | NURSING SICKBAY | MD | [9 empty] | 0 | [18 empty] | 0 |  | 0 | [24 empty] | 0
10862908 | U MI CIT | LEVEL 8 | IDF 8-334C | 8-110Z | CORRIDOR | 14 |  | AV |  |  | WIRED SPARE |  |  |  | WIRED SPARE | [19 empty] | ALCOVE/AISLE/CORRIDOR | 2024-11-12 |  | 2A | 2025-04-21 | Y | [20 empty] | 0 | [18 empty] | 0 |  | 0 | [24 empty] | 0
5208729 | U MI CIT | LEVEL 8 | IDF 8-334C | 8-126 | STAFF LOUNGE/ LOCKERS | 4 |  | AV |  |  | FW DIGITAL SIGN MONITORING |  |  |  | FW DIGITAL SIGN CORE PC | [19 empty] | PAVILION CORE TEAM | 2024-11-12 |  | 2A | 2025-04-21 | Y | [9 empty] | CDIAVS | 4Winds DS | EC | [8 empty] | 0 | [18 empty] | 0 |  | 0 | [24 empty] | 0
5208629 | U MI CIT | LEVEL 8 | IDF 8-334C | 8-128 | STAFF LOUNGE/ LOCKERS | 3 |  | AV |  |  | FW DIGITAL SIGN MONITORING |  |  |  | FW DIGITAL SIGN CORE PC | [19 empty] | PAVILION CORE TEAM | 2024-11-12 |  | 2A | 2025-04-21 | Y | [9 empty] | CDIAVS | 4Winds DS | EC | [8 empty] | 0 | [18 empty] | 0 |  | 0 | [24 empty] | 0
10863589 | U MI CIT | LEVEL 8 | IDF 8-122C | 8-200Z | CORRIDOR | 7 |  | AV |  |  | MEDICAL DIGITAL SIGN MONITORING |  |  |  | MEDICAL DIGITAL SIGN CORE PC | [19 empty] | ALCOVE/AISLE/CORRIDOR | 2024-11-12 |  | 2A | 2025-04-21 | Y | [9 empty] | NURSING SICKBAY | MD | [9 empty] | 0 | [18 empty] | 0 |  | 0 | [24 empty] | 0
7060597 | U MI CIT | LEVEL 8 | IDF 8-122C | 8-200Z | CORRIDOR | 9 |  | AV |  |  | WIRED SPARE |  |  |  | WIRED SPARE | [19 empty] | ALCOVE/AISLE/CORRIDOR | 2024-11-12 |  | 2A | 2025-04-21 | Y | [20 empty] | 0 | [18 empty] | 0 |  | 0 | [24 empty] | 0
10863066 | U MI CIT | LEVEL 8 | IDF 8-122C | 8-206 | TEAM ROOM | 17 |  | AV |  |  | AV ROOM EQUIPMENT |  |  |  | AV ROOM EQUIPMENT | [19 empty] | PAVILION CORE TEAM | 2024-11-12 |  | 2A | 2025-04-21 | Y | [9 empty] | CDIAVS | huddle | [9 empty] | 0 | [18 empty] | 0 |  | 0 | [24 empty] | 0
10863174 | U MI CIT | LEVEL 8 | IDF 8-122C | 8-206 | TEAM ROOM | 18 |  | AV |  |  | AV ROOM EQUIPMENT |  |  |  | AV ROOM EQUIPMENT | [19 empty] | PAVILION CORE TEAM | 2024-11-12 |  | 2A | 2025-04-21 | Y | [9 empty] | CDIAVS | huddle- TV only | [9 empty] | 0 | [18 empty] | 0 |  | 0 | [24 empty] | 0
7060490 | U MI CIT | LEVEL 8 | IDF 8-122C | 8-212 | NURSES STATION | 11 |  | AV |  |  | MEDICAL DIGITAL SIGN MONITORING |  |  |  | MEDICAL DIGITAL SIGN CORE PC | [19 empty] | NURSES STATION | 2024-11-12 |  | 2A | 2025-04-21 | Y | [9 empty] | NURSING WHITEBOARDS | MD | [9 empty] | 0 | [18 empty] | 0 |  | 0 | [24 empty] | 0
7060158 | U MI CIT | LEVEL 8 | IDF 8-122C | 8-310Z | CORRIDOR | 8 |  | AV |  |  | MEDICAL DIGITAL SIGN MONITORING |  |  |  | MEDICAL DIGITAL SIGN CORE PC | [19 empty] | ALCOVE/AISLE/CORRIDOR | 2024-11-12 |  | 2A | 2025-04-21 | Y | [9 empty] | NURSING SICKBAY | MD | [9 empty] | 0 | [18 empty] | 0 |  | 0 | [24 empty] | 0
10861958 | U MI CIT | LEVEL 8 | IDF 8-122C | 8-310Z | CORRIDOR | 10 |  | AV |  |  | WIRED SPARE |  |  |  | WIRED SPARE | [19 empty] | ALCOVE/AISLE/CORRIDOR | 2024-11-12 |  | 2A | 2025-04-21 | Y | [20 empty] | 0 | [18 empty] | 0 |  | 0 | [24 empty] | 0
10865589 | U MI CIT | LEVEL 8 | IDF 8-334C | 8-320Z | CORRIDOR | 8 |  | AV |  |  | MEDICAL DIGITAL SIGN MONITORING |  |  |  | MEDICAL DIGITAL SIGN CORE PC | [19 empty] | ALCOVE/AISLE/CORRIDOR | 2024-11-12 |  | 2A | 2025-04-21 | Y | [9 empty] | NURSING SICKBAY | MD | [9 empty] | 0 | [18 empty] | 0 |  | 0 | [24 empty] | 0
7057226 | U MI CIT | LEVEL 8 | IDF 8-334C | 8-320Z | CORRIDOR | 20 |  | AV |  |  | WIRED SPARE |  |  |  | WIRED SPARE | [19 empty] | ALCOVE/AISLE/CORRIDOR | 2024-11-12 |  | 2A | 2025-04-21 | Y | [20 empty] | 0 | [18 empty] | 0 |  | 0 | [24 empty] | 0
5220231 | U MI CIT | LEVEL 8 | IDF 8-334C | 8-338 | NURSES STATION | 3 |  | AV |  |  | MEDICAL DIGITAL SIGN MONITORING |  |  |  | MEDICAL DIGITAL SIGN CORE PC | [19 empty] | NURSES STATION | 2024-11-12 |  | 2A | 2025-04-21 | Y | [9 empty] | NURSING WHITEBOARDS | MD | [9 empty] | 0 | [18 empty] | 0 |  | 0 | [24 empty] | 0
7055552 | U MI CIT | LEVEL 8 | IDF 8-438C | 8-402 | NURSES STATION | 9 |  | AV |  |  | MEDICAL DIGITAL SIGN MONITORING |  |  |  | MEDICAL DIGITAL SIGN CORE PC | [19 empty] | NURSES STATION | 2024-11-12 |  | 2A | 2025-04-21 | Y | [9 empty] | NURSING WHITEBOARDS | MD | [9 empty] | 0 | [18 empty] | 0 |  | 0 | [24 empty] | 0
10867365 | U MI CIT | LEVEL 8 | IDF 8-438C | 8-410Z | CORRIDOR | 6 |  | AV |  |  | WIRED SPARE |  |  |  | WIRED SPARE | [19 empty] | ALCOVE/AISLE/CORRIDOR | 2024-11-12 |  | 2A | 2025-04-21 | Y | [20 empty] | 0 | [18 empty] | 0 |  | 0 | [24 empty] | 0
7055508 | U MI CIT | LEVEL 8 | IDF 8-438C | 8-410Z | CORRIDOR | 8 |  | AV |  |  | MEDICAL DIGITAL SIGN MONITORING |  |  |  | MEDICAL DIGITAL SIGN CORE PC | [19 empty] | ALCOVE/AISLE/CORRIDOR | 2024-11-12 |  | 2A | 2025-04-21 | Y | [9 empty] | NURSING SICKBAY | MD | [9 empty] | 0 | [18 empty] | 0 |  | 0 | [24 empty] | 0
5205885 | U MI CIT | LEVEL 8 | IDF 8-438C | 8-427 | DAY ROOM | 2 |  | AV |  |  | TELEVISION |  |  |  | WIRED SPARE | [19 empty] | EMU-EEG Staff | 2024-11-12 |  | 2A | 2025-04-21 | Y | [9 empty] | CDIAVS | gaming TV | [9 empty] | 0 | [18 empty] | 0 |  | 0 | [24 empty] | 0
7056163 | U MI CIT | LEVEL 8 | IDF 8-438C | 8-440Z | CORRIDOR | 1 |  | AV |  |  | WIRED SPARE |  |  |  | WIRED SPARE | [19 empty] | ALCOVE/AISLE/CORRIDOR | 2024-11-12 |  | 2A | 2025-04-21 | Y | [20 empty] | 0 | [18 empty] | 0 |  | 0 | [24 empty] | 0
10868046 | U MI CIT | LEVEL 8 | IDF 8-438C | 8-440Z | CORRIDOR | 2 |  | AV |  |  | MEDICAL DIGITAL SIGN MONITORING |  |  |  | MEDICAL DIGITAL SIGN CORE PC | [19 empty] | ALCOVE/AISLE/CORRIDOR | 2024-11-12 |  | 2A | 2025-04-21 | Y | [9 empty] | NURSING SICKBAY | MD | [9 empty] | 0 | [18 empty] | 0 |  | 0 | [24 empty] | 0
6622463 | U MI CIT | LEVEL 8 | IDF 8-438C | 8-442 | NURSES STATION | 1 |  | AV |  |  | MEDICAL DIGITAL SIGN MONITORING |  |  |  | MEDICAL DIGITAL SIGN CORE PC | [19 empty] | NURSES STATION | 2024-11-12 |  | 2A | 2025-04-21 | Y | [9 empty] | NURSING WHITEBOARDS | MD | [9 empty] | 0 | [18 empty] | 0 |  | 0 | [24 empty] | 0
5206271 | U MI CIT | LEVEL 8 | IDF 8-438C | 8-448 | NURSE STATION | 2 |  | AV |  |  | MEDICAL DIGITAL SIGN MONITORING |  |  |  | MEDICAL DIGITAL SIGN CORE PC | [19 empty] | NURSES STATION | 2024-11-12 |  | 2A | 2025-04-21 | Y | [9 empty] | NURSING WHITEBOARDS | MD | [9 empty] | 0 | [18 empty] | 0 |  | 0 | [24 empty] | 0
7057497 | U MI CIT | LEVEL 8 | IDF 8-334C | 8-500Z | FIRE SERV/ PAT. ELEV LOBBY | 1 |  | AV |  |  | FW DIGITAL SIGN MONITORING |  |  |  | FW DIGITAL SIGN CORE PC | [19 empty] | PAVILION CORE TEAM | 2024-11-12 |  | 2A | 2025-04-21 | Y | [9 empty] | CDIAVS | 4Winds DS | EC | [8 empty] | 0 | [18 empty] | 0 |  | 0 | [24 empty] | 0
7064777 | U MI CIT | LEVEL 9 | IDF 9-334C | 9-100Z | CORRIDOR | 2 |  | AV |  |  | MEDICAL DIGITAL SIGN MONITORING |  |  |  | MEDICAL DIGITAL SIGN CORE PC | [19 empty] | ALCOVE/AISLE/CORRIDOR | 2024-11-12 |  | 2B | 2025-04-07 | Y | [9 empty] | NURSING SICKBAY | MD | [9 empty] | 0 | [18 empty] | 0 |  | 0 | [24 empty] | 0
10855467 | U MI CIT | LEVEL 9 | IDF 9-334C | 9-100Z | CORRIDOR | 3 |  | AV |  |  | WIRED SPARE |  |  |  | WIRED SPARE | [19 empty] | ALCOVE/AISLE/CORRIDOR | 2024-11-12 |  | 2B | 2025-04-07 | Y | [20 empty] | 0 | [18 empty] | 0 |  | 0 | [24 empty] | 0
4482791 | U MI CIT | LEVEL 9 | IDF 9-334C | 9-126 | STAFF LOUNGE/ LOCKERS | 1 |  | AV |  |  | FW DIGITAL SIGN MONITORING |  |  |  | FW DIGITAL SIGN CORE PC | [19 empty] | PAVILION CORE TEAM | 2024-11-12 |  | 2B | 2025-04-07 | Y | [9 empty] | CDIAVS | 4Winds DS | EC | [8 empty] | 0 | [18 empty] | 0 |  | 0 | [24 empty] | 0
4480285 | U MI CIT | LEVEL 9 | IDF 9-334C | 9-128 | STAFF LOUNGE/ LOCKERS | 1 |  | AV |  |  | FW DIGITAL SIGN MONITORING |  |  |  | FW DIGITAL SIGN CORE PC | [19 empty] | PAVILION CORE TEAM | 2024-11-12 |  | 2B | 2025-04-07 | Y | [9 empty] | CDIAVS | 4Winds DS | EC | [8 empty] | 0 | [18 empty] | 0 |  | 0 | [24 empty] | 0
7064454 | U MI CIT | LEVEL 9 | IDF 9-122C | 9-200Z | CORRIDOR | 6 |  | AV |  |  | MEDICAL DIGITAL SIGN MONITORING |  |  |  | MEDICAL DIGITAL SIGN CORE PC | [19 empty] | ALCOVE/AISLE/CORRIDOR | 2024-11-12 |  | 2B | 2025-04-07 | Y | [9 empty] | NURSING SICKBAY | MD | [9 empty] | 0 | [18 empty] | 0 |  | 0 | [24 empty] | 0
10856560 | U MI CIT | LEVEL 9 | IDF 9-122C | 9-200Z | CORRIDOR | 8 |  | AV |  |  | WIRED SPARE |  |  |  | WIRED SPARE | [19 empty] | ALCOVE/AISLE/CORRIDOR | 2024-11-12 |  | 2B | 2025-04-07 | Y | [20 empty] | 0 | [18 empty] | 0 |  | 0 | [24 empty] | 0
10856098 | U MI CIT | LEVEL 9 | IDF 9-122C | 9-206 | TEAM ROOM | 17 |  | AV |  |  | AV ROOM EQUIPMENT |  |  |  | AV ROOM EQUIPMENT | [19 empty] | PAVILION CORE TEAM | 2024-11-12 |  | 2B | 2025-04-07 | Y | [9 empty] | CDIAVS | HUDDLE | [9 empty] | 0 | [18 empty] | 0 |  | 0 | [24 empty] | 0
10856173 | U MI CIT | LEVEL 9 | IDF 9-122C | 9-206 | TEAM ROOM | 18 |  | AV |  |  | AV ROOM EQUIPMENT |  |  |  | AV ROOM EQUIPMENT | [19 empty] | PAVILION CORE TEAM | 2024-11-12 |  | 2B | 2025-04-07 | Y | [9 empty] | CDIAVS | HUDDLE | [9 empty] | 0 | [18 empty] | 0 |  | 0 | [24 empty] | 0
5216908 | U MI CIT | LEVEL 9 | IDF 9-334C | 9-310Z | CORRIDOR | 1 |  | AV |  |  | MEDICAL DIGITAL SIGN MONITORING |  |  |  | MEDICAL DIGITAL SIGN CORE PC | [19 empty] | ALCOVE/AISLE/CORRIDOR | 2024-11-12 |  | 2B | 2025-04-07 | Y | [9 empty] | NURSING SICKBAY | MD | [9 empty] | 0 | [18 empty] | 0 |  | 0 | [24 empty] | 0
5216970 | U MI CIT | LEVEL 9 | IDF 9-334C | 9-310Z | CORRIDOR | 3 |  | AV |  |  | MEDICAL DIGITAL SIGN MONITORING |  |  |  | MEDICAL DIGITAL SIGN CORE PC | [19 empty] | ALCOVE/AISLE/CORRIDOR | 2024-11-12 |  | 2B | 2025-04-07 | Y | [9 empty] | NURSING SICKBAY | MD | [9 empty] | 0 | [18 empty] | 0 |  | 0 | [24 empty] | 0
5217016 | U MI CIT | LEVEL 9 | IDF 9-334C | 9-310Z | CORRIDOR | 4 |  | AV |  |  | MEDICAL DIGITAL SIGN MONITORING |  |  |  | MEDICAL DIGITAL SIGN CORE PC | [19 empty] | ALCOVE/AISLE/CORRIDOR | 2024-11-12 |  | 2B | 2025-04-07 | Y | [9 empty] | NURSING SICKBAY | MD | [9 empty] | 0 | [18 empty] | 0 |  | 0 | [24 empty] | 0
10854313 | U MI CIT | LEVEL 9 | IDF 9-334C | 9-310Z | CORRIDOR | 8 |  | AV |  |  | MEDICAL DIGITAL SIGN MONITORING |  |  |  | MEDICAL DIGITAL SIGN CORE PC | [19 empty] | ALCOVE/AISLE/CORRIDOR | 2024-11-12 |  | 2B | 2025-04-07 | Y | [9 empty] | NURSING SICKBAY | MD | [9 empty] | 0 | [18 empty] | 0 |  | 0 | [24 empty] | 0
7064172 | U MI CIT | LEVEL 9 | IDF 9-334C | 9-310Z | CORRIDOR | 9 |  | AV |  |  | WIRED SPARE |  |  |  | WIRED SPARE | [19 empty] | ALCOVE/AISLE/CORRIDOR | 2024-11-12 |  | 2B | 2025-04-07 | Y | [20 empty] | 0 | [18 empty] | 0 |  | 0 | [24 empty] | 0
7061370 | U MI CIT | LEVEL 9 | IDF 9-334C | 9-320Z | CORRIDOR | 6 |  | AV |  |  | MEDICAL DIGITAL SIGN MONITORING |  |  |  | MEDICAL DIGITAL SIGN CORE PC | [19 empty] | ALCOVE/AISLE/CORRIDOR | 2024-11-12 |  | 2B | 2025-04-07 | Y | [9 empty] | NURSING SICKBAY | MD | [9 empty] | 0 | [18 empty] | 0 |  | 0 | [24 empty] | 0
10858397 | U MI CIT | LEVEL 9 | IDF 9-334C | 9-320Z | CORRIDOR | 9 |  | AV |  |  | WIRED SPARE |  |  |  | WIRED SPARE | [19 empty] | ALCOVE/AISLE/CORRIDOR | 2024-11-12 |  | 2B | 2025-04-07 | Y | [20 empty] | 0 | [18 empty] | 0 |  | 0 | [24 empty] | 0
4491901 | U MI CIT | LEVEL 9 | IDF 9-334C | 9-328 | NURSES STATION | 5 |  | AV |  |  | MEDICAL DIGITAL SIGN MONITORING |  |  |  | MEDICAL DIGITAL SIGN CORE PC | [19 empty] | NURSES STATION | 2024-11-12 |  | 2B | 2025-04-07 | Y | [9 empty] | NURSING WHITEBOARDS | MD | [9 empty] | 0 | [18 empty] | 0 |  | 0 | [24 empty] | 0
4480092 | U MI CIT | LEVEL 9 | IDF 9-334C | 9-336 | CONFERENCE ROOM | 1 |  | AV |  |  | AV ROOM EQUIPMENT |  |  |  | AV ROOM EQUIPMENT | [19 empty] | PAVILION CORE TEAM | 2024-11-12 |  | 2B | 2025-04-07 | [10 empty] | CDIAVS | CR | [9 empty] | 0 | [18 empty] | 0 |  | 0 | [24 empty] | 0
7061482 | U MI CIT | LEVEL 9 | IDF 9-334C | 9-336 | CONFERENCE ROOM | 3 |  | AV |  |  | AV ROOM EQUIPMENT |  |  |  | AV ROOM EQUIPMENT | [19 empty] | PAVILION CORE TEAM | 2024-11-12 |  | 2B | 2025-04-07 | [10 empty] | CDIAVS | conf TP | [9 empty] | 0 | [18 empty] | 0 |  | 0 | [24 empty] | 0
4479958 | U MI CIT | LEVEL 9 | IDF 9-334C | 9-338 | NURSES STATION | 5 |  | AV |  |  | MEDICAL DIGITAL SIGN MONITORING |  |  |  | MEDICAL DIGITAL SIGN CORE PC | [19 empty] | NURSES STATION | 2024-11-12 |  | 2B | 2025-04-07 | Y | [9 empty] | NURSING WHITEBOARDS | MD | [9 empty] | 0 | [18 empty] | 0 |  | 0 | [24 empty] | 0
10859161 | U MI CIT | LEVEL 9 | IDF 9-438C | 9-364 | NURSES STATION | 2 |  | AV1 |  |  | MEDICAL DIGITAL SIGN MONITORING | [23 empty] | NURSES STATION | 2024-11-12 |  | 2B | 2025-04-07 | Y | [9 empty] | NURSING WHITEBOARDS | MD | [9 empty] | 0 | [18 empty] | 0 |  | 0 | [24 empty] | 0
4477017 | U MI CIT | LEVEL 9 | IDF 9-438C | 9-402 | NURSES STATION | 10 |  | AV |  |  | MEDICAL DIGITAL SIGN MONITORING |  |  |  | MEDICAL DIGITAL SIGN CORE PC | [19 empty] | NURSES STATION | 2024-11-12 |  | 2B | 2025-04-07 | Y | [9 empty] | NURSING WHITEBOARDS | MD | [9 empty] | 0 | [18 empty] | 0 |  | 0 | [24 empty] | 0
10859724 | U MI CIT | LEVEL 9 | IDF 9-438C | 9-406 | TEAM ROOM | 19 |  | AV |  |  | AV ROOM EQUIPMENT |  |  |  | AV ROOM EQUIPMENT | [19 empty] | PAVILION CORE TEAM | 2024-11-12 |  | 2B | 2025-04-07 | Y | [9 empty] | CDIAVS | huddle | [9 empty] | 0 | [18 empty] | 0 |  | 0 | [24 empty] | 0
7061255 | U MI CIT | LEVEL 9 | IDF 9-438C | 9-410Z | CORRIDOR | 6 |  | AV |  |  | MEDICAL DIGITAL SIGN MONITORING |  |  |  | MEDICAL DIGITAL SIGN CORE PC | [19 empty] | ALCOVE/AISLE/CORRIDOR | 2024-11-12 |  | 2B | 2025-04-07 | Y | [9 empty] | NURSING SICKBAY | MD | [9 empty] | 0 | [18 empty] | 0 |  | 0 | [24 empty] | 0
10859057 | U MI CIT | LEVEL 9 | IDF 9-438C | 9-410Z | CORRIDOR | 12 |  | AV |  |  | WIRED SPARE |  |  |  | WIRED SPARE | [19 empty] | ALCOVE/AISLE/CORRIDOR | 2024-11-12 |  | 2B | 2025-04-07 | Y | [20 empty] | 0 | [18 empty] | 0 |  | 0 | [24 empty] | 0
7063284 | U MI CIT | LEVEL 9 | IDF 9-438C | 9-417 | COMMUNAL TEAMING | 5 |  | AV |  |  | AV ROOM EQUIPMENT |  |  |  | AV ROOM EQUIPMENT | [19 empty] | PAVILION CORE TEAM | 2024-11-12 |  | 2B | 2025-04-07 | [10 empty] | CDIAVS | conf TP | [9 empty] | 0 | [18 empty] | 0 |  | 0 | [24 empty] | 0
5909494 | U MI CIT | LEVEL 9 | IDF 9-334C | 9-500Z | FIRE SERV/ PAT. ELEV LOBBY | 1 |  | AV |  |  | FW DIGITAL SIGN MONITORING |  |  |  | FW DIGITAL SIGN CORE PC | [19 empty] | PAVILION CORE TEAM | 2024-11-12 |  | 2B | 2025-04-07 | Y | [9 empty] | CDIAVS | 4Winds DS | EC | [8 empty] | 0 | [18 empty] | 0 |  | 0 | [24 empty] | 0
7062789 | U MI CIT | LEVEL 9 | IDF 9-334C | 9-510Z | CORRIDOR | 11 |  | AV |  |  | MEDICAL DIGITAL SIGN MONITORING |  |  |  | MEDICAL DIGITAL SIGN CORE PC | [19 empty] | ALCOVE/AISLE/CORRIDOR | 2024-11-12 |  | 2B | 2025-04-07 | Y | [9 empty] | NURSING SICKBAY | MD | [9 empty] | 0 | [18 empty] | 0 |  | 0 | [24 empty] | 0
10860209 | U MI CIT | LEVEL 9 | IDF 9-334C | 9-510Z | CORRIDOR | 15 |  | AV |  |  | WIRED SPARE |  |  |  | WIRED SPARE | [19 empty] | ALCOVE/AISLE/CORRIDOR | 2024-11-12 |  | 2B | 2025-04-07 | Y | [20 empty] | 0 | [18 empty] | 0 |  | 0 | [24 empty] | 0
5216310 | U MI CIT | LEVEL 9 | IDF 9-334C | 9-516 | NURSES STATION | 5 |  | AV |  |  | MEDICAL DIGITAL SIGN MONITORING |  |  |  | MEDICAL DIGITAL SIGN CORE PC | [19 empty] | NURSES STATION | 2024-11-12 |  | 2B | 2025-04-07 | Y | [9 empty] | NURSING WHITEBOARDS | MD | [9 empty] | 0 | [18 empty] | 0 |  | 0 | [24 empty] | 0
10860484 | U MI CIT | LEVEL 9 | IDF 9-334C | 9-516 | NURSES STATION | 12 |  | AV1 |  |  | MEDICAL DIGITAL SIGN MONITORING | [23 empty] | NURSES STATION | 2024-11-12 |  | 2B | 2025-04-07 | Y | [9 empty] | NURSING WHITEBOARDS | MD | [9 empty] | 0 | [18 empty] | 0 |  | 0 | [24 empty] | 0
5485881 | U MI CIT | LEVEL 10 | IDF 10-122C | 10-206 | TEAM ROOM | 3 |  | 3 |  |  | WORKSTATION |  |  |  | WIRED SPARE |  |  |  | SPARE | [15 empty] | PAVILION CORE TEAM | 2024-11-25 |  | 3 | 2025-05-19 | [17 empty] | WSPV0086 |  |  |  | 0 |  |  |  | 1 |  | 1 | [8 empty] | 1 |  |  | 1 | 0 |  | 0 |  |  | 1 | [21 empty] | 0
5486011 | U MI CIT | LEVEL 10 | IDF 10-122C | 10-206 | TEAM ROOM | 7 |  | 3 |  |  | PRINTER |  |  |  | WIRED SPARE |  |  |  | SPARE | [15 empty] | PAVILION CORE TEAM | 2024-11-25 |  | 3 | 2025-05-19 | [19 empty] | PRT-PAV1002 |  | 0 | [18 empty] | 0 |  | 0 | [11 empty] | 1 | [12 empty] | 0
10881621 | U MI CIT | LEVEL 10 | IDF 10-122C | 10-206 | TEAM ROOM | 8 |  | 3 |  |  | WORKSTATION |  |  |  | WIRED SPARE |  |  |  | SPARE | [15 empty] | PAVILION CORE TEAM | 2024-11-25 |  | 3 | 2025-05-19 | [17 empty] | WSPV0087 |  |  |  | 0 |  |  |  | 1 |  | 1 | [8 empty] | 1 |  |  | 1 | 0 |  | 0 |  |  | 1 | [21 empty] | 0
5486039 | U MI CIT | LEVEL 10 | IDF 10-122C | 10-206 | TEAM ROOM | 10 |  | 3 |  |  | WORKSTATION |  |  |  | WIRED SPARE |  |  |  | SPARE | [15 empty] | PAVILION CORE TEAM | 2024-11-25 |  | 3 | 2025-05-19 | [17 empty] | WSPV0088 |  |  |  | 0 |  |  |  | 1 |  | 1 | [8 empty] | 1 |  |  | 1 | 0 |  | 0 |  |  | 1 | [21 empty] | 0
10881337 | U MI CIT | LEVEL 10 | IDF 10-122C | 10-206 | TEAM ROOM | 12 |  | 3 |  |  | WORKSTATION |  |  |  | WIRED SPARE |  |  |  | SPARE | [15 empty] | PAVILION CORE TEAM | 2024-11-25 |  | 3 | 2025-05-19 | [17 empty] | WSPV0089 |  |  |  | 0 |  |  |  | 1 |  | 1 | [8 empty] | 1 |  |  | 1 | 0 |  | 0 |  |  | 1 | [21 empty] | 0
10881306 | U MI CIT | LEVEL 10 | IDF 10-122C | 10-206 | TEAM ROOM | 14 |  | 3 |  |  | WORKSTATION |  |  |  | WIRED SPARE |  |  |  | SPARE | [15 empty] | PAVILION CORE TEAM | 2024-11-25 |  | 3 | 2025-05-19 | [17 empty] | WSPV0090 |  |  |  | 0 |  |  |  | 1 |  | 1 | [8 empty] | 1 |  |  | 1 | 0 |  | 0 |  |  | 1 | [21 empty] | 0
7090583 | U MI CIT | LEVEL 10 | IDF 10-122C | 10-213 | CONSULT / DEBRIEF (Respite Room) | 2 |  | AV |  |  | WIRED SPARE |  |  |  | WIRED SPARE | [19 empty] | PAVILION CORE TEAM | 2024-11-25 |  | 3 | 2025-05-19 | Y | [20 empty] | 0 | [18 empty] | 0 |  | 0 | [24 empty] | 0
10880720 | U MI CIT | LEVEL 10 | IDF 10-438C | 10-406 | TEAM ROOM | 1 |  | 3 |  |  | WORKSTATION |  |  |  | WIRED SPARE |  |  |  | SPARE | [15 empty] | PAVILION CORE TEAM | 2024-11-25 |  | 3 | 2025-05-19 | [17 empty] | WSPV0101 |  |  |  | 0 |  |  |  | 1 |  | 1 | [8 empty] | 1 |  |  | 1 | 0 |  | 0 |  |  | 1 | [21 empty] | 0
4842788 | U MI CIT | LEVEL 10 | IDF 10-438C | 10-406 | TEAM ROOM | 8 |  | 3 |  |  | WORKSTATION |  |  |  | PRINTER |  |  |  | SPARE | [15 empty] | PAVILION CORE TEAM | 2024-11-25 |  | 3 | 2025-05-19 | [17 empty] | WSPV0102 |  | PRT-PAV1011 |  | 0 |  |  |  | 1 |  | 1 | [8 empty] | 1 |  |  | 1 | 0 |  | 0 |  |  | 1 | [8 empty] | 1 | [12 empty] | 0
7085388 | U MI CIT | LEVEL 10 | IDF 10-438C | 10-417 | COMMUNAL TEAMING | 6 |  | AV |  |  | WIRED SPARE |  |  |  | WIRED SPARE | [19 empty] | PAVILION CORE TEAM | 2024-11-25 |  | 3 | 2025-05-19 | Y | [20 empty] | 0 | [18 empty] | 0 |  | 0 | [24 empty] | 0
7097572 | U MI CIT | LEVEL 11 | IDF 11-334C | 11-102 | CONSULT (Compass Station) | 1 |  | AV |  |  | WORKSTATION |  |  |  | WIRED SPARE | [19 empty] | PAVILION CORE TEAM | 2024-11-25 |  | 3 | 2025-05-19 | Y | [16 empty] | WSPV0079 |  |  |  | 0 |  |  |  | 1 |  |  |  | 1 | [6 empty] | 1 |  |  | 1 | 0 |  | 0 |  |  | 1 | [21 empty] | 0
5488513 | U MI CIT | LEVEL 11 | IDF 11-122C | 11-206 | TEAM ROOM | 3 |  | 3 |  |  | WORKSTATION |  |  |  | WIRED SPARE |  |  |  | SPARE | [15 empty] | PAVILION CORE TEAM | 2024-11-25 |  | 3 | 2025-05-19 | [17 empty] | WSPV0110 |  |  |  | 0 |  |  |  | 1 |  | 1 | [8 empty] | 1 |  |  | 1 | 0 |  | 0 |  |  | 1 | [21 empty] | 0
10882721 | U MI CIT | LEVEL 11 | IDF 11-122C | 11-206 | TEAM ROOM | 7 |  | 3 |  |  | PRINTER |  |  |  | WIRED SPARE |  |  |  | SPARE | [15 empty] | PAVILION CORE TEAM | 2024-11-25 |  | 3 | 2025-05-19 | [21 empty] | 0 | [18 empty] | 0 |  | 0 | [11 empty] | 1 | [12 empty] | 0
5488587 | U MI CIT | LEVEL 11 | IDF 11-122C | 11-206 | TEAM ROOM | 8 |  | 3 |  |  | WORKSTATION |  |  |  | WIRED SPARE |  |  |  | SPARE | [15 empty] | PAVILION CORE TEAM | 2024-11-25 |  | 3 | 2025-05-19 | [17 empty] | WSPV0111 |  |  |  | 0 |  |  |  | 1 |  | 1 | [8 empty] | 1 |  |  | 1 | 0 |  | 0 |  |  | 1 | [21 empty] | 0
5488635 | U MI CIT | LEVEL 11 | IDF 11-122C | 11-206 | TEAM ROOM | 10 |  | 3 |  |  | WORKSTATION |  |  |  | WIRED SPARE |  |  |  | SPARE | [15 empty] | PAVILION CORE TEAM | 2024-11-25 |  | 3 | 2025-05-19 | [17 empty] | WSPV0112 |  |  |  | 0 |  |  |  | 1 |  | 1 | [8 empty] | 1 |  |  | 1 | 0 |  | 0 |  |  | 1 | [21 empty] | 0
10882124 | U MI CIT | LEVEL 11 | IDF 11-122C | 11-206 | TEAM ROOM | 12 |  | 3 |  |  | WORKSTATION |  |  |  | WIRED SPARE |  |  |  | SPARE | [15 empty] | PAVILION CORE TEAM | 2024-11-25 |  | 3 | 2025-05-19 | [17 empty] | WSPV0113 |  |  |  | 0 |  |  |  | 1 |  | 1 | [8 empty] | 1 |  |  | 1 | 0 |  | 0 |  |  | 1 | [21 empty] | 0
10882372 | U MI CIT | LEVEL 11 | IDF 11-122C | 11-206 | TEAM ROOM | 14 |  | 3 |  |  | WORKSTATION |  |  |  | WIRED SPARE |  |  |  | SPARE | [15 empty] | PAVILION CORE TEAM | 2024-11-25 |  | 3 | 2025-05-19 | [17 empty] | WSPV0114 |  |  |  | 0 |  |  |  | 1 |  | 1 | [8 empty] | 1 |  |  | 1 | 0 |  | 0 |  |  | 1 | [21 empty] | 0
10838702 | U MI CIT | LEVEL 11 | IDF 11-122C | 11-206 | TEAM ROOM | 15 |  | 3 |  |  | MEDICAL EQUIPMENT-FIXED |  |  |  | WIRED SPARE |  |  |  | SPARE | [15 empty] | PAVILION CORE TEAM | 2024-11-25 |  | 3 | 2025-05-19 | [21 empty] | 0 | [18 empty] | 0 |  | 0 | [24 empty] | 0
7099911 | U MI CIT | LEVEL 11 | IDF 11-122C | 11-213 | CONSULT / DEBRIEF (Respite Room) | 2 |  | AV |  |  | WIRED SPARE |  |  |  | WIRED SPARE | [19 empty] | PAVILION CORE TEAM | 2024-11-25 |  | 3 | 2025-05-19 | Y | [20 empty] | 0 | [18 empty] | 0 |  | 0 | [24 empty] | 0
10881876 | U MI CIT | LEVEL 11 | IDF 11-438C | 11-406 | TEAM ROOM | 1 |  | 3 |  |  | WORKSTATION |  |  |  | WIRED SPARE |  |  |  | SPARE | [15 empty] | PAVILION CORE TEAM | 2024-11-25 |  | 3 | 2025-05-19 | [17 empty] | WSPV0121 |  |  |  | 0 |  |  |  | 1 |  | 1 | [8 empty] | 1 |  |  | 1 | 0 |  | 0 |  |  | 1 | [21 empty] | 0
10881838 | U MI CIT | LEVEL 11 | IDF 11-438C | 11-406 | TEAM ROOM | 3 |  | 3 |  |  | WORKSTATION |  |  |  | WIRED SPARE |  |  |  | SPARE | [15 empty] | PAVILION CORE TEAM | 2024-11-25 |  | 3 | 2025-05-19 | [17 empty] | WSPV0122 |  |  |  | 0 |  |  |  | 1 |  | 1 | [8 empty] | 1 |  |  | 1 | 0 |  | 0 |  |  | 1 | [21 empty] | 0
4852462 | U MI CIT | LEVEL 11 | IDF 11-438C | 11-406 | TEAM ROOM | 7 |  | 3 |  |  | WORKSTATION |  |  |  | WIRED SPARE |  |  |  | SPARE | [15 empty] | PAVILION CORE TEAM | 2024-11-25 |  | 3 | 2025-05-19 | [17 empty] | WSPV0123 |  |  |  | 0 |  |  |  | 1 |  | 1 | [8 empty] | 1 |  |  | 1 | 0 |  | 0 |  |  | 1 | [21 empty] | 0
4852448 | U MI CIT | LEVEL 11 | IDF 11-438C | 11-406 | TEAM ROOM | 9 |  | 3 |  |  | WORKSTATION |  |  |  | WIRED SPARE |  |  |  | SPARE | [15 empty] | PAVILION CORE TEAM | 2024-11-25 |  | 3 | 2025-05-19 | [17 empty] | WSPV0124 |  |  |  | 0 |  |  |  | 1 |  | 1 | [8 empty] | 1 |  |  | 1 | 0 |  | 0 |  |  | 1 | [21 empty] | 0
10881940 | U MI CIT | LEVEL 11 | IDF 11-438C | 11-406 | TEAM ROOM | 10 |  | 3 |  |  | WORKSTATION |  |  |  | PRINTER |  |  |  | SPARE | [15 empty] | PAVILION CORE TEAM | 2024-11-25 |  | 3 | 2025-05-19 | [17 empty] | WSPV0125 |  | PRT-PAV1114 |  | 0 |  |  |  | 1 |  | 1 | [8 empty] | 1 |  |  | 1 | 0 |  | 0 |  |  | 1 | [8 empty] | 1 | [12 empty] | 0
4852420 | U MI CIT | LEVEL 11 | IDF 11-438C | 11-406 | TEAM ROOM | 12 |  | 3 |  |  | WORKSTATION |  |  |  | WIRED SPARE |  |  |  | SPARE | [15 empty] | PAVILION CORE TEAM | 2024-11-25 |  | 3 | 2025-05-19 | [17 empty] | WSPV0126 |  |  |  | 0 |  |  |  | 1 |  | 1 | [8 empty] | 1 |  |  | 1 | 0 |  | 0 |  |  | 1 | [21 empty] | 0
4852476 | U MI CIT | LEVEL 11 | IDF 11-438C | 11-406 | TEAM ROOM | 15 |  | 3 |  |  | PACS |  |  |  | WIRED SPARE |  |  |  | SPARE | [15 empty] | PAVILION CORE TEAM | 2024-11-25 |  | 3 | 2025-05-19 | [21 empty] | 0 | [18 empty] | 0 |  | 0 | [24 empty] | 0
7095762 | U MI CIT | LEVEL 11 | IDF 11-438C | 11-417 | COMMUNAL TEAMING | 6 |  | AV |  |  | WIRED SPARE |  |  |  | WIRED SPARE | [19 empty] | PAVILION CORE TEAM | 2024-11-25 |  | 3 | 2025-05-19 | Y | [20 empty] | 0 | [18 empty] | 0 |  | 0 | [24 empty] | 0
6640515 | U MI CIT | LEVEL 12 | IDF 12-334C | 12-102 | CONSULT (Compass Station) | 1 |  | AV |  |  | WORKSTATION |  |  |  | WIRED SPARE | [19 empty] | PAVILION CORE TEAM | 2024-11-25 |  |  |  | Y | [16 empty] | WSPV0237 |  |  |  | 0 |  |  |  | 1 |  |  |  | 1 | [6 empty] | 1 |  |  | 1 | 0 |  | 0 |  |  | 1 | [21 empty] | 0
10883412 | U MI CIT | LEVEL 12 | IDF 12-122C | 12-206 | TEAM ROOM | 6 |  | 3 |  |  | WORKSTATION |  |  |  | WIRED SPARE |  |  |  | SPARE | [15 empty] | PAVILION CORE TEAM | 2024-11-25 | [20 empty] | WSPV0253 |  |  |  | 0 |  |  |  | 1 |  | 1 | [8 empty] | 1 |  |  | 1 | 0 |  | 0 |  |  | 1 | [21 empty] | 0
10883471 | U MI CIT | LEVEL 12 | IDF 12-122C | 12-206 | TEAM ROOM | 7 |  | 3 |  |  | PRINTER |  |  |  | WIRED SPARE |  |  |  | SPARE | [15 empty] | PAVILION CORE TEAM | 2024-11-25 | [22 empty] | PRT-PAV1207 |  | 0 | [18 empty] | 0 |  | 0 | [11 empty] | 1 | [12 empty] | 0
10830886 | U MI CIT | LEVEL 12 | IDF 12-122C | 12-206 | TEAM ROOM | 10 |  | 3 |  |  | WORKSTATION |  |  |  | WIRED SPARE |  |  |  | SPARE | [15 empty] | PAVILION CORE TEAM | 2024-11-25 | [20 empty] | WSPV0254 |  |  |  | 0 |  |  |  | 1 |  | 1 | [8 empty] | 1 |  |  | 1 | 0 |  | 0 |  |  | 1 | [21 empty] | 0
10883348 | U MI CIT | LEVEL 12 | IDF 12-122C | 12-206 | TEAM ROOM | 12 |  | 3 |  |  | WORKSTATION |  |  |  | WIRED SPARE |  |  |  | SPARE | [15 empty] | PAVILION CORE TEAM | 2024-11-25 | [20 empty] | WSPV0255 |  |  |  | 0 |  |  |  | 1 |  | 1 | [8 empty] | 1 |  |  | 1 | 0 |  | 0 |  |  | 1 | [21 empty] | 0
10883317 | U MI CIT | LEVEL 12 | IDF 12-122C | 12-206 | TEAM ROOM | 14 |  | 3 |  |  | WORKSTATION |  |  |  | WIRED SPARE |  |  |  | SPARE | [15 empty] | PAVILION CORE TEAM | 2024-11-25 | [20 empty] | WSPV0256 |  |  |  | 0 |  |  |  | 1 |  | 1 | [8 empty] | 1 |  |  | 1 | 0 |  | 0 |  |  | 1 | [21 empty] | 0
7108740 | U MI CIT | LEVEL 12 | IDF 12-122C | 12-213 | CONSULT / DEBRIEF (Respite Room) | 2 |  | AV |  |  | WIRED SPARE |  |  |  | WIRED SPARE | [19 empty] | PAVILION CORE TEAM | 2024-11-25 |  |  |  | Y | [20 empty] | 0 | [18 empty] | 0 |  | 0 | [24 empty] | 0
10882979 | U MI CIT | LEVEL 12 | IDF 12-438C | 12-406 | TEAM ROOM | 1 |  | 3 |  |  | WORKSTATION |  |  |  | WIRED SPARE |  |  |  | SPARE | [15 empty] | PAVILION CORE TEAM | 2024-11-25 | [20 empty] | WSPV0257 |  |  |  | 0 |  |  |  | 1 |  | 1 | [8 empty] | 1 |  |  | 1 | 0 |  | 0 |  |  | 1 | [21 empty] | 0
10882925 | U MI CIT | LEVEL 12 | IDF 12-438C | 12-406 | TEAM ROOM | 3 |  | 3 |  |  | WORKSTATION |  |  |  | WIRED SPARE |  |  |  | SPARE | [15 empty] | PAVILION CORE TEAM | 2024-11-25 | [20 empty] | WSPV0258 |  |  |  | 0 |  |  |  | 1 |  | 1 | [8 empty] | 1 |  |  | 1 | 0 |  | 0 |  |  | 1 | [21 empty] | 0
4854113 | U MI CIT | LEVEL 12 | IDF 12-438C | 12-406 | TEAM ROOM | 7 |  | 3 |  |  | WORKSTATION |  |  |  | WIRED SPARE |  |  |  | SPARE | [15 empty] | PAVILION CORE TEAM | 2024-11-25 | [20 empty] | WSPV0259 |  |  |  | 0 |  |  |  | 1 |  | 1 | [8 empty] | 1 |  |  | 1 | 0 |  | 0 |  |  | 1 | [21 empty] | 0
4854099 | U MI CIT | LEVEL 12 | IDF 12-438C | 12-406 | TEAM ROOM | 9 |  | 3 |  |  | WORKSTATION |  |  |  | WIRED SPARE |  |  |  | SPARE | [15 empty] | PAVILION CORE TEAM | 2024-11-25 | [20 empty] | WSPV0260 |  |  |  | 0 |  |  |  | 1 |  | 1 | [8 empty] | 1 |  |  | 1 | 0 |  | 0 |  |  | 1 | [21 empty] | 0
10883037 | U MI CIT | LEVEL 12 | IDF 12-438C | 12-406 | TEAM ROOM | 10 |  | 3 |  |  | WORKSTATION |  |  |  | PRINTER |  |  |  | SPARE | [15 empty] | PAVILION CORE TEAM | 2024-11-25 | [20 empty] | WSPV0261 |  | PRT-PAV1208 |  | 0 |  |  |  | 1 |  | 1 | [8 empty] | 1 |  |  | 1 | 0 |  | 0 |  |  | 1 | [8 empty] | 1 | [12 empty] | 0
4854071 | U MI CIT | LEVEL 12 | IDF 12-438C | 12-406 | TEAM ROOM | 12 |  | 3 |  |  | WORKSTATION |  |  |  | WIRED SPARE |  |  |  | SPARE | [15 empty] | PAVILION CORE TEAM | 2024-11-25 | [20 empty] | WSPV0262 |  |  |  | 0 |  |  |  | 1 |  | 1 | [8 empty] | 1 |  |  | 1 | 0 |  | 0 |  |  | 1 | [21 empty] | 0
7458234 | U MI CIT | LEVEL 2A | IDF 2A-503C | 2A-507 | INCOMING ELECTRICAL ROOM | 1 |  | W |  | R2-C-06 | PHONE |  |  | R2-C-11 |  |  |  | R2-A-11 |  |  |  | R2-A-18 |  |  |  | R2-A-19 |  |  |  | R2-A-20 |  |  |  |  | FACILITIES_ELEC_MAIN | 2024-08-21 |  | 0 | 2025-03-17 |  |  | Y | [18 empty] | 0 | [18 empty] | 0 |  | 0 | [24 empty] | 0 |  |  |  | 6901W | [7 empty] | New DID, CSS 0, no VM
4509461 | U MI CIT | LEVEL 2A | MDF 2A-338C | 2A-113 | RECEIVING DOCK | 2 |  | 3 |  | R5-B-16 | WORKSTATION |  |  | R6-B-05 | LABEL PRINTER |  |  | R6-B-03 | SPARE |  |  | R6-F-13 |  |  |  | R6-F-14 |  |  |  | R6-F-15 |  |  |  |  | SUPPLY CHAIN - EVS | 2024-11-25 |  | 7 |  | N | [16 empty] | WSMT0072 |  | PRT-PAV2A10 |  | 0 |  |  | 1 |  |  |  |  | 1 | [6 empty] | 1 |  |  | 1 | 0 |  | 0 | [22 empty] | 1 |  | 0 | [12 empty] | updated room # from 2A-117 to 2A-113 to match drawings
4509441 | U MI CIT | LEVEL 2A | MDF 2A-338C | 2A-113 | RECEIVING DOCK | 6 |  | 3 |  | R5-B-16 | WORKSTATION |  |  | R6-B-05 | LABEL PRINTER |  |  | R6-B-03 | SPARE |  |  | R6-F-13 |  |  |  | R6-F-14 |  |  |  | R6-F-15 |  |  |  |  | SUPPLY CHAIN - EVS | 2024-11-25 |  | 7 |  | N | [16 empty] | WSMT0074 |  | PRT-PAV2A11 |  | 0 |  |  | 1 |  |  |  |  | 1 | [6 empty] | 1 |  |  | 1 | 0 |  | 0 | [22 empty] | 1 |  | 0 | [12 empty] | updated room # from 2A-117 to 2A-113 to match drawings
4509589 | U MI CIT | LEVEL 2A | MDF 2A-338C | 2A-113 | RECEIVING DOCK | 1 |  | AV |  | R5-B-16 | WIRED SPARE |  |  | R6-B-05 | WIRED SPARE |  |  | R6-B-03 |  |  |  | R6-F-13 |  |  |  | R6-F-14 |  |  |  | R6-F-15 |  |  |  |  | SUPPLY CHAIN - EVS | 2024-11-25 |  | 7 |  | Y | [20 empty] | 0 | [18 empty] | 0 |  | 0 | [24 empty] | 0 | [12 empty] | updated room # from 2A-117 to 2A-113 to match drawings
4509517 | U MI CIT | LEVEL 2A | MDF 2A-338C | 2A-113 | RECEIVING DOCK | 4 |  | AV |  | R5-B-16 | WIRED SPARE |  |  | R6-B-05 | WIRED SPARE |  |  | R6-B-03 |  |  |  | R6-F-13 |  |  |  | R6-F-14 |  |  |  | R6-F-15 |  |  |  |  | SUPPLY CHAIN - EVS | 2024-11-25 |  | 7 |  | Y | [20 empty] | 0 | [18 empty] | 0 |  | 0 | [24 empty] | 0 | [12 empty] | updated room # from 2A-117 to 2A-113 to match drawings
5175345 | U MI CIT | LEVEL 2A | MDF 2A-338C | 2A-219 | MATERIAL SERVICES CENTER | 1 |  | AV |  | R5-B-16 | WIRED SPARE |  |  | R6-B-05 | WIRED SPARE |  |  | R6-B-03 |  |  |  | R6-F-13 |  |  |  | R6-F-14 |  |  |  | R6-F-15 |  |  |  |  | PAVILION CORE TEAM | 2024-11-25 |  |  |  | Y | [10 empty] | delete | [9 empty] | 0 | [18 empty] | 0 |  | 0 | [24 empty] | 0
5175470 | U MI CIT | LEVEL 2A | MDF 2A-338C | 2A-219 | MATERIAL SERVICES CENTER | 2 |  | AV |  | R5-B-16 | WIRED SPARE |  |  | R6-B-05 | WIRED SPARE |  |  | R6-B-03 |  |  |  | R6-F-13 |  |  |  | R6-F-14 |  |  |  | R6-F-15 |  |  |  |  | PAVILION CORE TEAM | 2024-11-25 |  |  |  | Y | [10 empty] | delete | [9 empty] | 0 | [18 empty] | 0 |  | 0 | [24 empty] | 0
5175431 | U MI CIT | LEVEL 2A | MDF 2A-338C | 2A-219 | MATERIAL SERVICES CENTER | 14 |  | AV |  | R5-B-16 | WIRED SPARE |  |  | R6-B-05 | WIRED SPARE |  |  | R6-B-03 |  |  |  | R6-F-13 |  |  |  | R6-F-14 |  |  |  | R6-F-15 |  |  |  |  | PAVILION CORE TEAM | 2024-11-25 |  |  |  | Y | [10 empty] | delete | [9 empty] | 0 | [18 empty] | 0 |  | 0 | [24 empty] | 0
6566570 | U MI CIT | LEVEL 2A | MDF 2A-338C | 2A-314 | STAFF LOUNGE | 1 |  | 3 |  | R5-B-16 | WORKSTATION |  |  | R6-B-05 | WIRED SPARE |  |  | R6-B-03 | SPARE |  |  | R6-F-13 |  |  |  | R6-F-14 |  |  |  | R6-F-15 |  |  |  |  | PAVILION CORE TEAM | 2024-11-25 | [20 empty] | WSPV0127 |  |  |  | 0 |  |  |  | 1 |  | 1 | [8 empty] | 1 |  |  | 1 | 0 |  | 0 |  |  | 1 | [21 empty] | 0
6566682 | U MI CIT | LEVEL 2A | MDF 2A-338C | 2A-314 | STAFF LOUNGE | 2 |  | 3 |  | R5-B-16 | WORKSTATION |  |  | R6-B-05 | WIRED SPARE |  |  | R6-B-03 | SPARE |  |  | R6-F-13 |  |  |  | R6-F-14 |  |  |  | R6-F-15 |  |  |  |  | PAVILION CORE TEAM | 2024-11-25 | [20 empty] | WSPV0128 |  |  |  | 0 |  |  |  | 1 |  | 1 | [8 empty] | 1 |  |  | 1 | 0 |  | 0 |  |  | 1 | [21 empty] | 0
6566630 | U MI CIT | LEVEL 2A | MDF 2A-338C | 2A-314 | STAFF LOUNGE | 3 |  | 3 |  | R5-B-16 | WORKSTATION |  |  | R6-B-05 | WIRED SPARE |  |  | R6-B-03 | SPARE |  |  | R6-F-13 |  |  |  | R6-F-14 |  |  |  | R6-F-15 |  |  |  |  | PAVILION CORE TEAM | 2024-11-25 | [20 empty] | WSPV0129 |  |  |  | 0 |  |  |  | 1 |  | 1 | [8 empty] | 1 |  |  | 1 | 0 |  | 0 |  |  | 1 | [21 empty] | 0
10823643 | U MI CIT | LEVEL 2A | MDF 2A-338C | 2A-336-1 | OFFICE, MANAGER | 2 |  | AV6 |  | R5-B-16 | WIRED SPARE |  |  | R6-B-05 | WIRED SPARE |  |  | R6-B-03 | WIRED SPARE |  |  | R6-F-13 | WIRED SPARE |  |  | R6-F-14 | WIRED SPARE |  |  | R6-F-15 | WIRED SPARE |  |  |  | PAVILION CORE TEAM | 2024-11-25 |  |  |  | Y | [20 empty] | 0 | [18 empty] | 0 |  | 0 | [24 empty] | 0
10823656 | U MI CIT | LEVEL 2A | MDF 2A-338C | 2A-336-1 | OFFICE, MANAGER | 7 |  | AV6 |  | R5-B-16 | WIRED SPARE |  |  | R6-B-05 | WIRED SPARE |  |  | R6-B-03 | WIRED SPARE |  |  | R6-F-13 | WIRED SPARE |  |  | R6-F-14 | WIRED SPARE |  |  | R6-F-15 | WIRED SPARE |  |  |  | PAVILION CORE TEAM | 2024-11-25 |  |  |  | Y | [20 empty] | 0 | [18 empty] | 0 |  | 0 | [24 empty] | 0
10830261 | U MI CIT | LEVEL 3 | IDF 3-122C | 3-023A | CONFERENCE ROOM | 11 |  | AV |  |  | WIRED SPARE |  |  |  | WIRED SPARE | [19 empty] | PAVILION CORE TEAM | 2024-11-25 |  |  |  | Y | [20 empty] | 0 | [18 empty] | 0 |  | 0 | [24 empty] | 0
10830318 | U MI CIT | LEVEL 3 | IDF 3-122C | 3-023A | CONFERENCE ROOM | 12 |  | AV |  |  | WIRED SPARE |  |  |  | WIRED SPARE | [19 empty] | PAVILION CORE TEAM | 2024-11-25 |  |  |  | Y | [20 empty] | 0 | [18 empty] | 0 |  | 0 | [24 empty] | 0
10830358 | U MI CIT | LEVEL 3 | IDF 3-122C | 3-023B | CONFERENCE ROOM | 13 |  | AV |  |  | WIRED SPARE |  |  |  | WIRED SPARE | [19 empty] | PAVILION CORE TEAM | 2024-11-25 |  |  |  | Y | [20 empty] | 0 | [18 empty] | 0 |  | 0 | [24 empty] | 0
10830367 | U MI CIT | LEVEL 3 | IDF 3-122C | 3-023B | CONFERENCE ROOM | 14 |  | AV |  |  | WIRED SPARE |  |  |  | WIRED SPARE | [19 empty] | PAVILION CORE TEAM | 2024-11-25 |  |  |  | Y | [20 empty] | 0 | [18 empty] | 0 |  | 0 | [24 empty] | 0
7554444 | U MI CIT | LEVEL 3 | IDF 3-304C | 3-211 | VOLUNTEER LOCKERS | 1 |  | ID |  |  | STATUS BOARD |  |  |  | WIRED SPARE | [19 empty] | PAVILION CORE TEAM | 2024-11-25 | [24 empty] | 0 | [18 empty] | 0 |  | 0 | [24 empty] | 0
10829689 | U MI CIT | LEVEL 3 | IDF 3-238C | 3-211A | MRI ROOM | 1 |  | F2 |  |  | FIBER-CAPSULE-P-P |  |  |  | FIBER-CAPSULE-P-P | [19 empty] | RADIOLOGY NIR-MR-OR | 2024-11-25 | [24 empty] | 0 | [18 empty] | 0 |  | 0 | [24 empty] | 0
10829676 | U MI CIT | LEVEL 3 | IDF 3-238C | 3-211D | MRI CONTROL /EQUIP | 11 |  | F2 |  |  | FIBER-CAPSULE-P-P |  |  |  | FIBER-CAPSULE-P-P | [19 empty] | RADIOLOGY | 2024-11-25 | [24 empty] | 0 | [18 empty] | 0 |  | 0 | [24 empty] | 0
10908568 | U MI CIT | LEVEL 3 | IDF 3-304C | 3-516 | ADULT HOSP ADMINISTRATOR | 4 |  | 0 |  |  | FUTURE | [23 empty] | PAVILION CORE TEAM | 2024-11-25 | [24 empty] | 0 | [18 empty] | 0 |  | 0 | [24 empty] | 0
4702011 | U MI CIT | LEVEL 4 | IDF 4-238C | 4-001 | WAITING | 1 |  | AV |  |  | WIRED SPARE |  |  |  | WIRED SPARE | [19 empty] | PAVILION CORE TEAM | 2024-11-25 |  |  |  | Y | [20 empty] | 0 | [18 empty] | 0 |  | 0 | [24 empty] | 0
4819229 | U MI CIT | LEVEL 5 | IDF 5-304C | 5-002 | CONSULT (Compass Station) | 1 |  | AV6 |  |  | WORKSTATION |  |  |  | WIRED SPARE |  |  |  | WIRED SPARE | [7 empty] | WIRED SPARE | [7 empty] | PAVILION CORE TEAM | 2024-11-25 | [24 empty] | 0 |  |  |  | 1 |  |  |  | 1 | [6 empty] | 1 |  |  | 1 | 0 |  | 0 |  |  | 1 | [21 empty] | 0
4521933 | U MI CIT | LEVEL 5 | IDF 5-122C | 5-110Z | CORRIDOR | 1 |  | 3 |  |  | WORKSTATION |  |  |  | WIRED SPARE |  |  |  | WIRED SPARE | [7 empty] | WIRED SPARE | [7 empty] | PAVILION CORE TEAM | 2024-11-25 | [24 empty] | 0 |  |  |  | 1 | 1 | [12 empty] | 1 | 0 |  | 0 |  |  | 1 | [21 empty] | 0
4522889 | U MI CIT | LEVEL 5 | IDF 5-122C | 5-110Z | CORRIDOR | 2 |  | 3 |  |  | WORKSTATION |  |  |  | WIRED SPARE |  |  |  | WIRED SPARE | [7 empty] | WIRED SPARE | [7 empty] | PAVILION CORE TEAM | 2024-11-25 | [24 empty] | 0 |  |  |  | 1 | 1 | [12 empty] | 1 | 0 |  | 0 |  |  | 1 | [21 empty] | 0
4522909 | U MI CIT | LEVEL 5 | IDF 5-122C | 5-110Z | CORRIDOR | 6 |  | 3 |  |  | WORKSTATION |  |  |  | WIRED SPARE |  |  |  | WIRED SPARE | [7 empty] | WIRED SPARE | [7 empty] | PAVILION CORE TEAM | 2024-11-25 | [24 empty] | 0 |  |  |  | 1 | 1 | [12 empty] | 1 | 0 |  | 0 |  |  | 1 | [21 empty] | 0
4522929 | U MI CIT | LEVEL 5 | IDF 5-122C | 5-110Z | CORRIDOR | 7 |  | 3 |  |  | WORKSTATION |  |  |  | WIRED SPARE |  |  |  | WIRED SPARE | [7 empty] | WIRED SPARE | [7 empty] | PAVILION CORE TEAM | 2024-11-25 | [24 empty] | 0 |  |  |  | 1 | 1 | [12 empty] | 1 | 0 |  | 0 |  |  | 1 | [21 empty] | 0
4522981 | U MI CIT | LEVEL 5 | IDF 5-122C | 5-110Z | CORRIDOR | 8 |  | 3 |  |  | WORKSTATION |  |  |  | WIRED SPARE |  |  |  | WIRED SPARE | [7 empty] | WIRED SPARE | [7 empty] | PAVILION CORE TEAM | 2024-11-25 | [24 empty] | 0 |  |  |  | 1 | 1 | [12 empty] | 1 | 0 |  | 0 |  |  | 1 | [21 empty] | 0
4523051 | U MI CIT | LEVEL 5 | IDF 5-122C | 5-110Z | CORRIDOR | 9 |  | 3 |  |  | WORKSTATION |  |  |  | WIRED SPARE |  |  |  | WIRED SPARE | [7 empty] | WIRED SPARE | [7 empty] | PAVILION CORE TEAM | 2024-11-25 | [24 empty] | 0 |  |  |  | 1 | 1 | [12 empty] | 1 | 0 |  | 0 |  |  | 1 | [21 empty] | 0
4523117 | U MI CIT | LEVEL 5 | IDF 5-122C | 5-110Z | CORRIDOR | 10 |  | 3 |  |  | WORKSTATION |  |  |  | WIRED SPARE |  |  |  | WIRED SPARE | [7 empty] | WIRED SPARE | [7 empty] | PAVILION CORE TEAM | 2024-11-25 | [24 empty] | 0 |  |  |  | 1 | 1 | [12 empty] | 1 | 0 |  | 0 |  |  | 1 | [21 empty] | 0
4523141 | U MI CIT | LEVEL 5 | IDF 5-122C | 5-110Z | CORRIDOR | 11 |  | 3 |  |  | WORKSTATION |  |  |  | WIRED SPARE |  |  |  | WIRED SPARE | [7 empty] | WIRED SPARE | [7 empty] | PAVILION CORE TEAM | 2024-11-25 | [24 empty] | 0 |  |  |  | 1 | 1 | [12 empty] | 1 | 0 |  | 0 |  |  | 1 | [21 empty] | 0
6680404 | U MI CIT | LEVEL 5 | IDF 5-122C | 5-110Z | CORRIDOR | 12 |  | 3 |  |  | WORKSTATION |  |  |  | WIRED SPARE |  |  |  | WIRED SPARE | [7 empty] | WIRED SPARE | [7 empty] | PAVILION CORE TEAM | 2024-11-25 | [24 empty] | 0 |  |  |  | 1 | 1 | [12 empty] | 1 | 0 |  | 0 |  |  | 1 | [21 empty] | 0
7310375 | U MI CIT | LEVEL 5 | IDF 5-122C | 5-217 | CONFERENCE ROOM (SAFE) | 4 |  | 3 |  |  | PHONE |  |  |  | WIRED SPARE |  |  |  | SPARE | [15 empty] | PAVILION CORE TEAM | 2024-11-25 | [5 empty] | Y | [18 empty] | 0 | [18 empty] | 0 |  | 0 | [24 empty] | 0 |  |  |  | 8811 | [7 empty] | New DID, CSS 40, VM no
4340976 | U MI CIT | LEVEL 5 | IDF 5-122C | 5-220Z | CORRIDOR | 5 |  | 3 |  |  | WORKSTATION |  |  |  | WIRED SPARE |  |  |  | SPARE | [15 empty] | PAVILION CORE TEAM | 2024-11-25 | [24 empty] | 0 |  |  |  | 1 | 1 | [12 empty] | 1 | 0 |  | 0 |  |  | 1 | [21 empty] | 0
4525686 | U MI CIT | LEVEL 5 | IDF 5-238C | 5-230Z | CORRIDOR | 1 |  | 3 |  |  | WORKSTATION |  |  |  | WIRED SPARE |  |  |  | SPARE | [15 empty] | PAVILION CORE TEAM | 2024-11-25 | [24 empty] | 0 |  |  |  | 1 | 1 | [12 empty] | 1 | 0 |  | 0 |  |  | 1 | [21 empty] | 0
4524380 | U MI CIT | LEVEL 5 | IDF 5-238C | 5-230Z | CORRIDOR | 3 |  | 3 |  |  | WORKSTATION |  |  |  | WIRED SPARE |  |  |  | SPARE | [15 empty] | PAVILION CORE TEAM | 2024-11-25 | [24 empty] | 0 |  |  |  | 1 | 1 | [12 empty] | 1 | 0 |  | 0 |  |  | 1 | [21 empty] | 0
4524309 | U MI CIT | LEVEL 5 | IDF 5-238C | 5-230Z | CORRIDOR | 5 |  | 3 |  |  | WORKSTATION |  |  |  | WIRED SPARE |  |  |  | SPARE | [15 empty] | PAVILION CORE TEAM | 2024-11-25 | [24 empty] | 0 |  |  |  | 1 | 1 | [12 empty] | 1 | 0 |  | 0 |  |  | 1 | [21 empty] | 0
4524238 | U MI CIT | LEVEL 5 | IDF 5-238C | 5-230Z | CORRIDOR | 8 |  | 3 |  |  | WORKSTATION |  |  |  | WIRED SPARE |  |  |  | SPARE | [15 empty] | PAVILION CORE TEAM | 2024-11-25 | [24 empty] | 0 |  |  |  | 1 | 1 | [12 empty] | 1 | 0 |  | 0 |  |  | 1 | [21 empty] | 0
4524167 | U MI CIT | LEVEL 5 | IDF 5-238C | 5-230Z | CORRIDOR | 9 |  | 3 |  |  | WORKSTATION |  |  |  | WIRED SPARE |  |  |  | SPARE | [15 empty] | PAVILION CORE TEAM | 2024-11-25 | [24 empty] | 0 |  |  |  | 1 | 1 | [12 empty] | 1 | 0 |  | 0 |  |  | 1 | [21 empty] | 0
4524096 | U MI CIT | LEVEL 5 | IDF 5-238C | 5-230Z | CORRIDOR | 10 |  | 3 |  |  | WORKSTATION |  |  |  | WIRED SPARE |  |  |  | SPARE | [15 empty] | PAVILION CORE TEAM | 2024-11-25 | [24 empty] | 0 |  |  |  | 1 | 1 | [12 empty] | 1 | 0 |  | 0 |  |  | 1 | [21 empty] | 0
4524025 | U MI CIT | LEVEL 5 | IDF 5-238C | 5-230Z | CORRIDOR | 11 |  | 3 |  |  | WORKSTATION |  |  |  | WIRED SPARE |  |  |  | SPARE | [15 empty] | PAVILION CORE TEAM | 2024-11-25 | [24 empty] | 0 |  |  |  | 1 | 1 | [12 empty] | 1 | 0 |  | 0 |  |  | 1 | [21 empty] | 0
4523654 | U MI CIT | LEVEL 5 | IDF 5-238C | 5-230Z | CORRIDOR | 12 |  | 3 |  |  | WORKSTATION |  |  |  | WIRED SPARE |  |  |  | SPARE | [15 empty] | PAVILION CORE TEAM | 2024-11-25 | [24 empty] | 0 |  |  |  | 1 | 1 | [12 empty] | 1 | 0 |  | 0 |  |  | 1 | [21 empty] | 0
6741356 | U MI CIT | LEVEL 5 | IDF 5-304C | 5-401 | VESTIBULE | 1 |  | 3 |  |  | WORKSTATION |  |  |  | WIRED SPARE |  |  |  | SPARE | [15 empty] | PAVILION CORE TEAM | 2024-11-25 | [24 empty] | 0 | [18 empty] | 0 |  | 0 | [24 empty] | 0
10651596 | U MI CIT | LEVEL 6 | IDF 6-122C | 6-220G | IMAGING ALC | 1 |  | 1 |  |  | MEDICAL EQUIPMENT-MOBILE | [23 empty] | PERIOP SERVICES | 2024-11-25 | [24 empty] | 0 | [18 empty] | 0 |  | 0 | [24 empty] | 0
4437079 | U MI CIT | LEVEL 6 | IDF 6-304C | 6-315A | OPERATING ROOM, MR HYBRID | 10 |  | F2 |  |  | FIBER-CAPSULE-P-P |  |  |  | FIBER-CAPSULE-P-P | [19 empty] | PERIOP SERVICES | 2024-11-25 | MR/OR 1 | [23 empty] | 0 | [18 empty] | 0 |  | 0 | [24 empty] | 0
10548650 | U MI CIT | LEVEL 6 | IDF 6-304C | 6-315A | OPERATING ROOM, MR HYBRID | 11 |  | F2 |  |  | FIBER-CAPSULE-P-P |  |  |  | FIBER-CAPSULE-P-P | [19 empty] | PERIOP SERVICES | 2024-11-25 | MR/OR 1 | [23 empty] | 0 | [18 empty] | 0 |  | 0 | [24 empty] | 0
4436999 | U MI CIT | LEVEL 6 | IDF 6-304C | 6-315F | MRI ROOM | 1 |  | F2 |  |  | FIBER-CAPSULE-P-P |  |  |  | FIBER-CAPSULE-P-P | [20 empty] | 2024-11-25 | [24 empty] | 0 | [18 empty] | 0 |  | 0 | [24 empty] | 0
11045911 | U MI CIT | LEVEL 6 | IDF 6-304C | 6-315K | MRI CONTROL | 12 |  | F2 |  |  | FIBER-CAPSULE-P-P |  |  |  | FIBER-CAPSULE-P-P | [20 empty] | 2024-11-25 | [24 empty] | 0 | [18 empty] | 0 |  | 0 | [24 empty] | 0
11046094 | U MI CIT | LEVEL 6 | IDF 6-304C | 6-315K | MRI CONTROL | 13 |  | F2 |  |  | FIBER-CAPSULE-P-P |  |  |  | FIBER-CAPSULE-P-P | [20 empty] | 2024-11-25 | [24 empty] | 0 | [18 empty] | 0 |  | 0 | [24 empty] | 0
4825293 | U MI CIT | LEVEL 6 | IDF 6-304C | 6-316 | OPERATING ROOM, NEURO | 1 |  | 3 |  |  | PHONE/WORKSTATION |  |  |  | WIRED SPARE |  |  |  | SPARE | [15 empty] | OR | 2024-11-25 | OR 3 |  |  |  |  | Y | [18 empty] | 0 |  |  |  | 1 |  |  | 1 | [6 empty] | 1 |  |  |  |  | 0 | 1 | 0 |  | 1 | 1 | [13 empty] | 1 | [7 empty] | 0 |  |  |  | 8811 | [7 empty] | New DID, CSS 40, no VM | AEI approved change in IDF room from 6-238C to 6-403C
4825301 | U MI CIT | LEVEL 6 | IDF 6-304C | 6-316 | OPERATING ROOM, NEURO | 3 |  | 3 |  |  | WIRED SPARE |  |  |  | WIRED SPARE |  |  |  | WIRED SPARE | [15 empty] | OR | 2024-11-25 | OR 3 | [23 empty] | 0 | [18 empty] | 0 |  | 0 | [24 empty] | 0 | [12 empty] | AEI approved change in IDF room from 6-238C to 6-403C
4825325 | U MI CIT | LEVEL 6 | IDF 6-304C | 6-316 | OPERATING ROOM, NEURO | 4 |  | 3 |  |  | WORKSTATION |  |  |  | WIRED SPARE |  |  |  | SPARE | [15 empty] | OR | 2024-11-25 | OR 3 | [23 empty] | 0 |  |  |  | 1 |  |  | 1 | [6 empty] | 1 |  |  |  |  | 0 | 1 | 0 |  | 1 | 1 | [13 empty] | 1 | [7 empty] | 0 | [12 empty] | AEI approved change in IDF room from 6-238C to 6-403C
4825309 | U MI CIT | LEVEL 6 | IDF 6-304C | 6-316 | OPERATING ROOM, NEURO | 5 |  | 3 |  |  | WIRED SPARE |  |  |  | WIRED SPARE |  |  |  | WIRED SPARE | [15 empty] | OR | 2024-11-25 | OR 3 | [23 empty] | 0 | [18 empty] | 0 |  | 0 | [24 empty] | 0 | [12 empty] | AEI approved change in IDF room from 6-238C to 6-403C
4825317 | U MI CIT | LEVEL 6 | IDF 6-304C | 6-316 | OPERATING ROOM, NEURO | 6 |  | 3 |  |  | PHONE/WORKSTATION |  |  |  | WIRED SPARE |  |  |  | SPARE | [15 empty] | OR | 2024-11-25 | OR 3 |  |  |  |  | Y | [18 empty] | 0 |  |  |  | 1 |  | 1 | [8 empty] | 2 |  |  |  | 0 | 1 | 0 |  |  | 1 | [21 empty] | 0 |  |  |  | 8811 | [7 empty] | New DID, CSS 40, no VM | AEI approved change in IDF room from 6-238C to 6-403C
4826221 | U MI CIT | LEVEL 6 | IDF 6-304C | 6-316 | OPERATING ROOM, NEURO | 9 |  | 3 |  |  | WIRED SPARE |  |  |  | WIRED SPARE |  |  |  | WIRED SPARE | [15 empty] | OR | 2024-11-25 | OR 3 | [23 empty] | 0 | [18 empty] | 0 |  | 0 | [24 empty] | 0 | [12 empty] | AEI approved change in IDF room from 6-238C to 6-403C
4826229 | U MI CIT | LEVEL 6 | IDF 6-304C | 6-316 | OPERATING ROOM, NEURO | 10 |  | 3 |  |  | REFRIGERATOR |  |  |  | WIRED SPARE |  |  |  | SPARE | [15 empty] | OR | 2024-11-25 | OR 3 | [23 empty] | 0 | [18 empty] | 0 |  | 0 | [24 empty] | 0 | [12 empty] | AEI approved change in IDF room from 6-238C to 6-403C
4826590 | U MI CIT | LEVEL 6 | IDF 6-304C | 6-316 | OPERATING ROOM, NEURO | 11 |  | 3 |  |  | WIRED SPARE |  |  |  | WIRED SPARE |  |  |  | WIRED SPARE | [15 empty] | OR | 2024-11-25 | OR 3 | [23 empty] | 0 | [18 empty] | 0 |  | 0 | [24 empty] | 0 | [12 empty] | AEI approved change in IDF room from 6-238C to 6-403C
10875289 | U MI CIT | LEVEL 6 | IDF 6-304C | 6-316 | OPERATING ROOM, NEURO | 13 |  | 3 |  |  | WIRED SPARE |  |  |  | WIRED SPARE |  |  |  | WIRED SPARE | [15 empty] | OR | 2024-11-25 | OR 3 | [23 empty] | 0 | [18 empty] | 0 |  | 0 | [24 empty] | 0 | [12 empty] | AEI approved change in IDF room from 6-238C to 6-403C
4826638 | U MI CIT | LEVEL 6 | IDF 6-304C | 6-316 | OPERATING ROOM, NEURO | 14 |  | 3 |  |  | WIRED SPARE |  |  |  | WIRED SPARE |  |  |  | WIRED SPARE | [15 empty] | OR | 2024-11-25 | OR 3 | [23 empty] | 0 | [18 empty] | 0 |  | 0 | [24 empty] | 0 | [12 empty] | AEI approved change in IDF room from 6-238C to 6-403C
4826646 | U MI CIT | LEVEL 6 | IDF 6-304C | 6-316 | OPERATING ROOM, NEURO | 15 |  | 3 |  |  | WIRED SPARE |  |  |  | WIRED SPARE |  |  |  | WIRED SPARE | [15 empty] | OR | 2024-11-25 | OR 3 | [23 empty] | 0 | [18 empty] | 0 |  | 0 | [24 empty] | 0 | [12 empty] | AEI approved change in IDF room from 6-238C to 6-403C
4470623 | U MI CIT | LEVEL 7 | IDF 7-304C | 7-005 | TEAM WORKROOM | 13 |  | 3 |  |  | PRINTER |  |  |  | FAX |  |  |  | SPARE | [15 empty] | PAVILION CORE TEAM | 2024-11-25 | [5 empty] | Y | [18 empty] | 0 | [18 empty] | 0 |  | 0 | [15 empty] | 1 | [8 empty] | 0 | [8 empty] | ANLG-FAX |  |  | New DID, CSS 40, no VM
5458824 | U MI CIT | LEVEL 6 | IDF 6-304C | 6-316 | OPERATING ROOM, NEURO | 23 |  | 3 |  |  | MEDICAL EQUIPMENT-MOBILE |  |  |  | WIRED SPARE |  |  |  | SPARE | [15 empty] | OR | 2024-11-25 | OR 3 | [23 empty] | 0 | [18 empty] | 0 |  | 0 | [24 empty] | 0 | [12 empty] | AEI approved change in IDF room from 6-238C to 6-403C
5458808 | U MI CIT | LEVEL 6 | IDF 6-304C | 6-316 | OPERATING ROOM, NEURO | 24 |  | 3 |  |  | MEDICAL EQUIPMENT-MOBILE |  |  |  | WIRED SPARE |  |  |  | SPARE | [15 empty] | OR | 2024-11-25 | OR 3 | [23 empty] | 0 | [18 empty] | 0 |  | 0 | [24 empty] | 0 | [12 empty] | AEI approved change in IDF room from 6-238C to 6-403C
5458792 | U MI CIT | LEVEL 6 | IDF 6-304C | 6-316 | OPERATING ROOM, NEURO | 25 |  | 3 |  |  | MEDICAL EQUIPMENT-MOBILE |  |  |  | WIRED SPARE |  |  |  | SPARE | [15 empty] | OR | 2024-11-25 | OR 3 | [23 empty] | 0 | [18 empty] | 0 |  | 0 | [24 empty] | 0 | [12 empty] | AEI approved change in IDF room from 6-238C to 6-403C
4472638 | U MI CIT | LEVEL 7 | IDF 7-122C | 7-101 | RECEIVING/ STAGING AREA | 1 |  | 3 |  |  | PRINTER |  |  |  | FAX |  |  |  | SPARE | [15 empty] | CLINICAL ENGINEERING | 2024-03-04 |  |  | 2025-05-19 |  |  | Y | [18 empty] | 0 | [18 empty] | 0 |  | 0 | [15 empty] | 1 | [8 empty] | 0 | [8 empty] | ANLG-FAX |  |  | New DID, CSS 40, no VM
7043518 | U MI CIT | LEVEL 6 | IDF 6-304C | 6-316 | OPERATING ROOM, NEURO | 27 |  | 6 |  |  | MEDICAL EQUIPMENT-FIXED |  |  |  | PRINTER |  |  |  | WIRED SPARE | [7 empty] | WIRED SPARE | [7 empty] | OR | 2024-11-25 | OR 3 | [23 empty] | 0 | [18 empty] | 0 |  | 0 | [24 empty] | 0 | [12 empty] | AEI approved change in IDF room from 6-238C to 6-403C
4826213 | U MI CIT | LEVEL 6 | IDF 6-304C | 6-316 | OPERATING ROOM, NEURO | 7 |  | 3 |  |  | LABEL PRINTER |  |  |  | WIRED SPARE |  |  |  | SPARE | [15 empty] | PERIOP SERVICES | 2024-11-25 | OR 3 | [21 empty] | PRT-PAV0640 |  | 0 | [18 empty] | 0 |  | 0 | [23 empty] | 1 | 0 | [12 empty] | AEI approved change in IDF room from 6-238C to 6-403C
5196588 | U MI CIT | LEVEL 6 | IDF 6-304C | 6-316 | OPERATING ROOM, NEURO | 2 |  | AV |  |  | MEDICAL DIGITAL SIGN MONITORING |  |  |  | MEDICAL DIGITAL SIGN CORE PC | [19 empty] | PERIOP SERVICES | 2024-11-25 | OR 3 |  |  | Y | [9 empty] | PERI-OP | MD | [9 empty] | 0 | [18 empty] | 0 |  | 0 | [24 empty] | 0 | [12 empty] | AEI approved change in IDF room from 6-238C to 6-403C
5196501 | U MI CIT | LEVEL 6 | IDF 6-304C | 6-316 | OPERATING ROOM, NEURO | 8 |  | AV |  |  | MEDICAL DIGITAL SIGN MONITORING |  |  |  | MEDICAL DIGITAL SIGN CORE PC | [19 empty] | PERIOP SERVICES | 2024-11-25 | OR 3 |  |  | Y | [9 empty] | PERI-OP | MD | [9 empty] | 0 | [18 empty] | 0 |  | 0 | [24 empty] | 0 | [12 empty] | AEI approved change in IDF room from 6-238C to 6-403C
4826614 | U MI CIT | LEVEL 6 | IDF 6-304C | 6-316 | OPERATING ROOM, NEURO | 12 |  | AV |  |  | MEDICAL DIGITAL SIGN MONITORING |  |  |  | MEDICAL DIGITAL SIGN CORE PC | [19 empty] | PERIOP SERVICES | 2024-11-25 | OR 3 |  |  | Y | [9 empty] | PERI-OP | MD | [9 empty] | 0 | [18 empty] | 0 |  | 0 | [24 empty] | 0 | [12 empty] | AEI approved change in IDF room from 6-238C to 6-403C
4825220 | U MI CIT | LEVEL 6 | IDF 6-304C | 6-318 | OPERATING ROOM, NEURO | 1 |  | 3 |  |  | PHONE/WORKSTATION |  |  |  | WIRED SPARE |  |  |  | SPARE | [15 empty] | OR | 2024-11-25 | OR 5 |  |  |  |  | Y | [18 empty] | 0 |  |  |  | 1 |  |  | 1 | [6 empty] | 1 |  |  |  |  | 0 | 1 | 0 |  | 1 | 1 | [13 empty] | 1 | [7 empty] | 0 |  |  |  | 8811 | [7 empty] | New DID, CSS 40, no VM | AEI approved change in IDF room from 6-238C to 6-403C
4825228 | U MI CIT | LEVEL 6 | IDF 6-304C | 6-318 | OPERATING ROOM, NEURO | 3 |  | 3 |  |  | WIRED SPARE |  |  |  | WIRED SPARE |  |  |  | WIRED SPARE | [15 empty] | OR | 2024-11-25 | OR 5 | [23 empty] | 0 | [18 empty] | 0 |  | 0 | [24 empty] | 0 | [12 empty] | AEI approved change in IDF room from 6-238C to 6-403C
4825252 | U MI CIT | LEVEL 6 | IDF 6-304C | 6-318 | OPERATING ROOM, NEURO | 4 |  | 3 |  |  | WORKSTATION |  |  |  | WIRED SPARE |  |  |  | SPARE | [15 empty] | OR | 2024-11-25 | OR 5 | [23 empty] | 0 |  |  |  | 1 |  |  | 1 | [6 empty] | 1 |  |  |  |  | 0 | 1 | 0 |  | 1 | 1 | [13 empty] | 1 | [7 empty] | 0 | [12 empty] | AEI approved change in IDF room from 6-238C to 6-403C
4825236 | U MI CIT | LEVEL 6 | IDF 6-304C | 6-318 | OPERATING ROOM, NEURO | 5 |  | 3 |  |  | WIRED SPARE |  |  |  | WIRED SPARE |  |  |  | WIRED SPARE | [15 empty] | OR | 2024-11-25 | OR 5 | [23 empty] | 0 | [18 empty] | 0 |  | 0 | [24 empty] | 0 | [12 empty] | AEI approved change in IDF room from 6-238C to 6-403C
4825244 | U MI CIT | LEVEL 6 | IDF 6-304C | 6-318 | OPERATING ROOM, NEURO | 6 |  | 3 |  |  | PHONE/WORKSTATION |  |  |  | WIRED SPARE |  |  |  | SPARE | [15 empty] | OR | 2024-11-25 | OR 5 |  |  |  |  | Y | [18 empty] | 0 |  |  |  | 1 |  | 1 | [8 empty] | 2 |  |  |  | 0 | 1 | 0 |  |  | 1 | [21 empty] | 0 |  |  |  | 8811 | [7 empty] | New DID, CSS 40, no VM | AEI approved change in IDF room from 6-238C to 6-403C
4826154 | U MI CIT | LEVEL 6 | IDF 6-304C | 6-318 | OPERATING ROOM, NEURO | 9 |  | 3 |  |  | WIRED SPARE |  |  |  | WIRED SPARE |  |  |  | WIRED SPARE | [15 empty] | OR | 2024-11-25 | OR 5 | [23 empty] | 0 | [18 empty] | 0 |  | 0 | [24 empty] | 0 | [12 empty] | AEI approved change in IDF room from 6-238C to 6-403C
4826162 | U MI CIT | LEVEL 6 | IDF 6-304C | 6-318 | OPERATING ROOM, NEURO | 10 |  | 3 |  |  | REFRIGERATOR |  |  |  | WIRED SPARE |  |  |  | SPARE | [15 empty] | OR | 2024-11-25 | OR 5 | [23 empty] | 0 | [18 empty] | 0 |  | 0 | [24 empty] | 0 | [12 empty] | AEI approved change in IDF room from 6-238C to 6-403C
4826495 | U MI CIT | LEVEL 6 | IDF 6-304C | 6-318 | OPERATING ROOM, NEURO | 11 |  | 3 |  |  | WIRED SPARE |  |  |  | WIRED SPARE |  |  |  | WIRED SPARE | [15 empty] | OR | 2024-11-25 | OR 5 | [23 empty] | 0 | [18 empty] | 0 |  | 0 | [24 empty] | 0 | [12 empty] | AEI approved change in IDF room from 6-238C to 6-403C
10875243 | U MI CIT | LEVEL 6 | IDF 6-304C | 6-318 | OPERATING ROOM, NEURO | 13 |  | 3 |  |  | WIRED SPARE |  |  |  | WIRED SPARE |  |  |  | WIRED SPARE | [15 empty] | OR | 2024-11-25 | OR 5 | [23 empty] | 0 | [18 empty] | 0 |  | 0 | [24 empty] | 0 | [12 empty] | AEI approved change in IDF room from 6-238C to 6-403C
4826560 | U MI CIT | LEVEL 6 | IDF 6-304C | 6-318 | OPERATING ROOM, NEURO | 14 |  | 3 |  |  | WIRED SPARE |  |  |  | WIRED SPARE |  |  |  | WIRED SPARE | [15 empty] | OR | 2024-11-25 | OR 5 | [23 empty] | 0 | [18 empty] | 0 |  | 0 | [24 empty] | 0 | [12 empty] | AEI approved change in IDF room from 6-238C to 6-403C
4826568 | U MI CIT | LEVEL 6 | IDF 6-304C | 6-318 | OPERATING ROOM, NEURO | 15 |  | 3 |  |  | WIRED SPARE |  |  |  | WIRED SPARE |  |  |  | WIRED SPARE | [15 empty] | OR | 2024-11-25 | OR 5 | [23 empty] | 0 | [18 empty] | 0 |  | 0 | [24 empty] | 0 | [12 empty] | AEI approved change in IDF room from 6-238C to 6-403C
7011628 | U MI CIT | LEVEL 7 | IDF 7-304C | 7-401 | SURGICAL OFFICE SUITE | 4 |  | 3 |  |  | PRINTER |  |  |  | FAX |  |  |  | SPARE | [15 empty] | PERIOP ADMIN | 2024-03-22 | [5 empty] | Y | [18 empty] | 0 | [18 empty] | 0 |  | 0 | [15 empty] | 1 | [8 empty] | 0 | [8 empty] | ANLG-FAX |  |  | New DID, CSS 40, no VM
5458888 | U MI CIT | LEVEL 6 | IDF 6-304C | 6-318 | OPERATING ROOM, NEURO | 24 |  | 3 |  |  | MEDICAL EQUIPMENT-MOBILE |  |  |  | WIRED SPARE |  |  |  | SPARE | [15 empty] | OR | 2024-11-25 | OR 5 | [23 empty] | 0 | [18 empty] | 0 |  | 0 | [24 empty] | 0 | [12 empty] | AEI approved change in IDF room from 6-238C to 6-403C
5458872 | U MI CIT | LEVEL 6 | IDF 6-304C | 6-318 | OPERATING ROOM, NEURO | 25 |  | 3 |  |  | MEDICAL EQUIPMENT-MOBILE |  |  |  | WIRED SPARE |  |  |  | SPARE | [15 empty] | OR | 2024-11-25 | OR 5 | [23 empty] | 0 | [18 empty] | 0 |  | 0 | [24 empty] | 0 | [12 empty] | AEI approved change in IDF room from 6-238C to 6-403C
5458856 | U MI CIT | LEVEL 6 | IDF 6-304C | 6-318 | OPERATING ROOM, NEURO | 26 |  | 3 |  |  | MEDICAL EQUIPMENT-MOBILE |  |  |  | WIRED SPARE |  |  |  | SPARE | [15 empty] | OR | 2024-11-25 | OR 5 | [23 empty] | 0 | [18 empty] | 0 |  | 0 | [24 empty] | 0 | [12 empty] | AEI approved change in IDF room from 6-238C to 6-403C
5211787 | U MI CIT | LEVEL 8 | IDF 8-122C | 8-214 | COMMUNAL TEAMING | 3 |  | 3 |  |  | FAX |  |  |  | WIRED SPARE |  |  |  | SPARE | [15 empty] | UNIVERSAL PATIENT STAFF | 2024-03-19 |  | 2A | 2025-04-21 |  |  | Y | [18 empty] | 0 | [18 empty] | 0 |  | 0 | [13 empty] | 1 | [10 empty] | 0 | [8 empty] | ANLG-FAX |  |  | New DID, CSS 40, no VM; FAX -NEED JACK ALONG WALL
7043562 | U MI CIT | LEVEL 6 | IDF 6-304C | 6-318 | OPERATING ROOM, NEURO | 28 |  | 6 |  |  | MEDICAL EQUIPMENT-FIXED |  |  |  | PRINTER |  |  |  | WIRED SPARE | [7 empty] | WIRED SPARE | [7 empty] | OR | 2024-11-25 | OR 5 | [23 empty] | 0 | [18 empty] | 0 |  | 0 | [24 empty] | 0 | [12 empty] | AEI approved change in IDF room from 6-238C to 6-403C
4826146 | U MI CIT | LEVEL 6 | IDF 6-304C | 6-318 | OPERATING ROOM, NEURO | 7 |  | 3 |  |  | LABEL PRINTER |  |  |  | WIRED SPARE |  |  |  | SPARE | [15 empty] | PERIOP SERVICES | 2024-11-25 | OR 5 | [21 empty] | PRT-PAV0641 |  | 0 | [18 empty] | 0 |  | 0 | [23 empty] | 1 | 0 | [12 empty] | AEI approved change in IDF room from 6-238C to 6-403C
5196672 | U MI CIT | LEVEL 6 | IDF 6-304C | 6-318 | OPERATING ROOM, NEURO | 2 |  | AV |  |  | MEDICAL DIGITAL SIGN MONITORING |  |  |  | MEDICAL DIGITAL SIGN CORE PC | [19 empty] | PERIOP SERVICES | 2024-11-25 | OR 5 |  |  | Y | [9 empty] | PERI-OP | MD | [9 empty] | 0 | [18 empty] | 0 |  | 0 | [24 empty] | 0 | [12 empty] | AEI approved change in IDF room from 6-238C to 6-403C
5196548 | U MI CIT | LEVEL 6 | IDF 6-304C | 6-318 | OPERATING ROOM, NEURO | 8 |  | AV |  |  | MEDICAL DIGITAL SIGN MONITORING |  |  |  | MEDICAL DIGITAL SIGN CORE PC | [19 empty] | PERIOP SERVICES | 2024-11-25 | OR 5 |  |  | Y | [9 empty] | PERI-OP | MD | [9 empty] | 0 | [18 empty] | 0 |  | 0 | [24 empty] | 0 | [12 empty] | AEI approved change in IDF room from 6-238C to 6-403C
4826519 | U MI CIT | LEVEL 6 | IDF 6-304C | 6-318 | OPERATING ROOM, NEURO | 12 |  | AV |  |  | MEDICAL DIGITAL SIGN MONITORING |  |  |  | MEDICAL DIGITAL SIGN CORE PC | [19 empty] | PERIOP SERVICES | 2024-11-25 | OR 5 |  |  | Y | [9 empty] | PERI-OP | MD | [9 empty] | 0 | [18 empty] | 0 |  | 0 | [24 empty] | 0 | [12 empty] | AEI approved change in IDF room from 6-238C to 6-403C
4827425 | U MI CIT | LEVEL 6 | IDF 6-304C | 6-336 | OPERATING ROOM, NEURO | 3 |  | 3 |  |  | PHONE/WORKSTATION |  |  |  | WIRED SPARE |  |  |  | SPARE | [15 empty] | OR | 2024-11-25 | OR 4 |  |  |  |  | Y | [18 empty] | 0 |  |  |  | 1 |  |  | 1 | [6 empty] | 1 |  |  |  |  | 0 | 1 | 0 |  | 1 | 1 | [13 empty] | 1 | [7 empty] | 0 |  |  |  | 8811 | [7 empty] | New DID, CSS 40, no VM | AEI approved change in IDF room from 6-238C to 6-403C
4827433 | U MI CIT | LEVEL 6 | IDF 6-304C | 6-336 | OPERATING ROOM, NEURO | 5 |  | 3 |  |  | MEDICAL EQUIPMENT-MOBILE |  |  |  | WIRED SPARE |  |  |  | SPARE | [15 empty] | OR | 2024-11-25 | OR 4 | [23 empty] | 0 | [18 empty] | 0 |  | 0 | [24 empty] | 0 | [12 empty] | AEI approved change in IDF room from 6-238C to 6-403C
4827457 | U MI CIT | LEVEL 6 | IDF 6-304C | 6-336 | OPERATING ROOM, NEURO | 6 |  | 3 |  |  | PHONE/WORKSTATION |  |  |  | WIRED SPARE |  |  |  | SPARE | [15 empty] | OR | 2024-11-25 | OR 4 |  |  |  |  | Y | [18 empty] | 0 |  |  |  | 1 |  |  | 1 | [6 empty] | 1 |  |  |  |  | 0 | 1 | 0 |  | 1 | 1 | [13 empty] | 1 | [7 empty] | 0 |  |  |  | 8811 | [7 empty] | New DID, CSS 40, no VM | AEI approved change in IDF room from 6-238C to 6-403C
4827441 | U MI CIT | LEVEL 6 | IDF 6-304C | 6-336 | OPERATING ROOM, NEURO | 7 |  | 3 |  |  | WIRED SPARE |  |  |  | WIRED SPARE |  |  |  | WIRED SPARE | [15 empty] | OR | 2024-11-25 | OR 4 | [23 empty] | 0 | [18 empty] | 0 |  | 0 | [24 empty] | 0 | [12 empty] | AEI approved change in IDF room from 6-238C to 6-403C
4827449 | U MI CIT | LEVEL 6 | IDF 6-304C | 6-336 | OPERATING ROOM, NEURO | 8 |  | 3 |  |  | WORKSTATION |  |  |  | WIRED SPARE |  |  |  | SPARE | [15 empty] | OR | 2024-11-25 | OR 4 | [23 empty] | 0 |  |  |  | 1 |  | 1 | [8 empty] | 2 |  |  |  | 0 | 1 | 0 |  |  | 1 | [21 empty] | 0 | [12 empty] | AEI approved change in IDF room from 6-238C to 6-403C
4827147 | U MI CIT | LEVEL 6 | IDF 6-304C | 6-336 | OPERATING ROOM, NEURO | 11 |  | 3 |  |  | WIRED SPARE |  |  |  | WIRED SPARE |  |  |  | WIRED SPARE | [15 empty] | OR | 2024-11-25 | OR 4 | [23 empty] | 0 | [18 empty] | 0 |  | 0 | [24 empty] | 0 | [12 empty] | AEI approved change in IDF room from 6-238C to 6-403C
4827155 | U MI CIT | LEVEL 6 | IDF 6-304C | 6-336 | OPERATING ROOM, NEURO | 12 |  | 3 |  |  | REFRIGERATOR |  |  |  | WIRED SPARE |  |  |  | SPARE | [15 empty] | OR | 2024-11-25 | OR 4 | [23 empty] | 0 | [18 empty] | 0 |  | 0 | [24 empty] | 0 | [12 empty] | AEI approved change in IDF room from 6-238C to 6-403C
4827670 | U MI CIT | LEVEL 6 | IDF 6-304C | 6-336 | OPERATING ROOM, NEURO | 13 |  | 3 |  |  | WIRED SPARE |  |  |  | WIRED SPARE |  |  |  | WIRED SPARE | [15 empty] | OR | 2024-11-25 | OR 4 | [23 empty] | 0 | [18 empty] | 0 |  | 0 | [24 empty] | 0 | [12 empty] | AEI approved change in IDF room from 6-238C to 6-403C
10874806 | U MI CIT | LEVEL 6 | IDF 6-304C | 6-336 | OPERATING ROOM, NEURO | 15 |  | 3 |  |  | WIRED SPARE |  |  |  | WIRED SPARE |  |  |  | WIRED SPARE | [15 empty] | OR | 2024-11-25 | OR 4 | [23 empty] | 0 | [18 empty] | 0 |  | 0 | [24 empty] | 0 | [12 empty] | AEI approved change in IDF room from 6-238C to 6-403C
4827726 | U MI CIT | LEVEL 6 | IDF 6-304C | 6-336 | OPERATING ROOM, NEURO | 17 |  | 3 |  |  | MEDICAL EQUIPMENT-MOBILE |  |  |  | WIRED SPARE |  |  |  | SPARE | [15 empty] | OR | 2024-11-25 | OR 4 | [23 empty] | 0 | [18 empty] | 0 |  | 0 | [24 empty] | 0 | [12 empty] | AEI approved change in IDF room from 6-238C to 6-403C
5469966 | U MI CIT | LEVEL 8 | IDF 8-438C | 8-364A | OFFICE | 2 |  | 3 |  |  | PHONE/WORKSTATION |  |  |  | PRINTER |  |  |  | FAX | [15 empty] | UNIVERSAL PATIENT STAFF | 2024-03-19 |  | 2A | 2025-04-21 |  |  | Y | [14 empty] | LTPV0001 |  | PRT-PAV0819 |  | 0 |  |  | 1 | [7 empty] | 1 | 1 |  | 2 |  |  |  | 1 | 0 |  | 0 | [13 empty] | 1 | [10 empty] | 0 |  |  |  | 8811 |  |  |  |  | ANLG-FAX |  |  | New DID, CSS 40, no VM / New DID, CSS 40, no VM, ADDITIONAL PRINTER
5457564 | U MI CIT | LEVEL 6 | IDF 6-304C | 6-336 | OPERATING ROOM, NEURO | 25 |  | 3 |  |  | MEDICAL EQUIPMENT-MOBILE |  |  |  | WIRED SPARE |  |  |  | SPARE | [15 empty] | OR | 2024-11-25 | OR 4 | [23 empty] | 0 | [18 empty] | 0 |  | 0 | [24 empty] | 0 | [12 empty] | AEI approved change in IDF room from 6-238C to 6-403C
5457548 | U MI CIT | LEVEL 6 | IDF 6-304C | 6-336 | OPERATING ROOM, NEURO | 26 |  | 3 |  |  | MEDICAL EQUIPMENT-MOBILE |  |  |  | WIRED SPARE |  |  |  | SPARE | [15 empty] | OR | 2024-11-25 | OR 4 | [23 empty] | 0 | [18 empty] | 0 |  | 0 | [24 empty] | 0 | [12 empty] | AEI approved change in IDF room from 6-238C to 6-403C
5457532 | U MI CIT | LEVEL 6 | IDF 6-304C | 6-336 | OPERATING ROOM, NEURO | 27 |  | 3 |  |  | MEDICAL EQUIPMENT-MOBILE |  |  |  | WIRED SPARE |  |  |  | SPARE | [15 empty] | OR | 2024-11-25 | OR 4 | [23 empty] | 0 | [18 empty] | 0 |  | 0 | [24 empty] | 0 | [12 empty] | AEI approved change in IDF room from 6-238C to 6-403C
7042078 | U MI CIT | LEVEL 6 | IDF 6-304C | 6-336 | OPERATING ROOM, NEURO | 28 |  | 4 |  |  | MEDICAL EQUIPMENT-FIXED |  |  |  | WIRED SPARE |  |  |  | SPARE | [15 empty] | OR | 2024-11-25 | OR 4 | [23 empty] | 0 | [18 empty] | 0 |  | 0 | [24 empty] | 0 | [12 empty] | AEI approved change in IDF room from 6-238C to 6-403C
6622781 | U MI CIT | LEVEL 8 | IDF 8-334C | 8-511 | OFFICE, SHARED | 6 |  | 3 |  |  | PRINTER |  |  |  | FAX |  |  |  | SPARE | [15 empty] | EMU-EEG Staff | 2024-03-06 |  | 2A | 2025-04-21 |  |  | Y | [16 empty] | PRT-PAV0805 |  | 0 | [18 empty] | 0 |  | 0 | [15 empty] | 1 | [8 empty] | 0 | [8 empty] | ANLG-FAX |  |  | New DID, CSS 40, no VM
4827718 | U MI CIT | LEVEL 6 | IDF 6-304C | 6-336 | OPERATING ROOM, NEURO | 30 |  | 3 |  |  | MEDICAL EQUIPMENT-MOBILE |  |  |  | WIRED SPARE |  |  |  | SPARE | [15 empty] | OR | 2024-11-25 | OR 4 | [23 empty] | 0 | [18 empty] | 0 |  | 0 | [24 empty] | 0 | [12 empty] | AEI approved change in IDF room from 6-238C to 6-403C
4827139 | U MI CIT | LEVEL 6 | IDF 6-304C | 6-336 | OPERATING ROOM, NEURO | 9 |  | 3 |  |  | LABEL PRINTER |  |  |  | WIRED SPARE |  |  |  | SPARE | [15 empty] | PERIOP SERVICES | 2024-11-25 | OR 4 | [21 empty] | PRT-PAV0645 |  | 0 | [18 empty] | 0 |  | 0 | [23 empty] | 1 | 0 | [12 empty] | AEI approved change in IDF room from 6-238C to 6-403C
5195927 | U MI CIT | LEVEL 6 | IDF 6-304C | 6-336 | OPERATING ROOM, NEURO | 4 |  | AV |  |  | MEDICAL DIGITAL SIGN MONITORING |  |  |  | MEDICAL DIGITAL SIGN CORE PC | [19 empty] | PERIOP SERVICES | 2024-11-25 | OR 4 |  |  | Y | [9 empty] | PERI-OP | MD | [9 empty] | 0 | [18 empty] | 0 |  | 0 | [24 empty] | 0 | [12 empty] | AEI approved change in IDF room from 6-238C to 6-403C
4827694 | U MI CIT | LEVEL 6 | IDF 6-304C | 6-336 | OPERATING ROOM, NEURO | 14 |  | AV |  |  | MEDICAL DIGITAL SIGN MONITORING |  |  |  | MEDICAL DIGITAL SIGN CORE PC | [19 empty] | PERIOP SERVICES | 2024-11-25 | OR 4 |  |  | Y | [9 empty] | PERI-OP | MD | [9 empty] | 0 | [18 empty] | 0 |  | 0 | [24 empty] | 0 | [12 empty] | AEI approved change in IDF room from 6-238C to 6-403C
5196173 | U MI CIT | LEVEL 6 | IDF 6-304C | 6-336 | OPERATING ROOM, NEURO | 16 |  | AV |  |  | MEDICAL DIGITAL SIGN MONITORING |  |  |  | MEDICAL DIGITAL SIGN CORE PC | [19 empty] | PERIOP SERVICES | 2024-11-25 | OR 4 |  |  | Y | [9 empty] | PERI-OP | MD | [9 empty] | 0 | [18 empty] | 0 |  | 0 | [24 empty] | 0 | [12 empty] | AEI approved change in IDF room from 6-238C to 6-403C
4827496 | U MI CIT | LEVEL 6 | IDF 6-304C | 6-338 | OPERATING ROOM, NEURO | 3 |  | 3 |  |  | PHONE/WORKSTATION |  |  |  | WIRED SPARE |  |  |  | SPARE | [15 empty] | OR | 2024-11-25 | OR 2 |  |  |  |  | Y | [18 empty] | 0 |  |  |  | 1 |  |  | 1 | [6 empty] | 1 |  |  |  |  | 0 | 1 | 0 |  | 1 | 1 | [13 empty] | 1 | [7 empty] | 0 |  |  |  | 8811 | [7 empty] | New DID, CSS 40, no VM | AEI approved change in IDF room from 6-238C to 6-403C
4827504 | U MI CIT | LEVEL 6 | IDF 6-304C | 6-338 | OPERATING ROOM, NEURO | 5 |  | 3 |  |  | MEDICAL EQUIPMENT-MOBILE |  |  |  | WIRED SPARE |  |  |  | SPARE | [15 empty] | OR | 2024-11-25 | OR 2 | [23 empty] | 0 | [18 empty] | 0 |  | 0 | [24 empty] | 0 | [12 empty] | AEI approved change in IDF room from 6-238C to 6-403C
4827528 | U MI CIT | LEVEL 6 | IDF 6-304C | 6-338 | OPERATING ROOM, NEURO | 6 |  | 3 |  |  | WORKSTATION |  |  |  | WIRED SPARE |  |  |  | SPARE | [15 empty] | OR | 2024-11-25 | OR 2 | [23 empty] | 0 |  |  |  | 1 |  |  | 1 | [6 empty] | 1 |  |  |  |  | 0 | 1 | 0 |  | 1 | 1 | [13 empty] | 1 | [7 empty] | 0 | [12 empty] | AEI approved change in IDF room from 6-238C to 6-403C
4827512 | U MI CIT | LEVEL 6 | IDF 6-304C | 6-338 | OPERATING ROOM, NEURO | 7 |  | 3 |  |  | WIRED SPARE |  |  |  | WIRED SPARE |  |  |  | WIRED SPARE | [15 empty] | OR | 2024-11-25 | OR 2 | [23 empty] | 0 | [18 empty] | 0 |  | 0 | [24 empty] | 0 | [12 empty] | AEI approved change in IDF room from 6-238C to 6-403C
4827520 | U MI CIT | LEVEL 6 | IDF 6-304C | 6-338 | OPERATING ROOM, NEURO | 8 |  | 3 |  |  | PHONE/WORKSTATION |  |  |  | WIRED SPARE |  |  |  | SPARE | [15 empty] | OR | 2024-11-25 | OR 2 |  |  |  |  | Y | [18 empty] | 0 |  |  |  | 1 |  | 1 | [8 empty] | 2 |  |  |  | 0 | 1 | 0 |  |  | 1 | [21 empty] | 0 |  |  |  | 8811 | [7 empty] | New DID, CSS 40, no VM | AEI approved change in IDF room from 6-238C to 6-403C
4827212 | U MI CIT | LEVEL 6 | IDF 6-304C | 6-338 | OPERATING ROOM, NEURO | 11 |  | 3 |  |  | WIRED SPARE |  |  |  | WIRED SPARE |  |  |  | WIRED SPARE | [15 empty] | OR | 2024-11-25 | OR 2 | [23 empty] | 0 | [18 empty] | 0 |  | 0 | [24 empty] | 0 | [12 empty] | AEI approved change in IDF room from 6-238C to 6-403C
4827220 | U MI CIT | LEVEL 6 | IDF 6-304C | 6-338 | OPERATING ROOM, NEURO | 12 |  | 3 |  |  | REFRIGERATOR |  |  |  | WIRED SPARE |  |  |  | SPARE | [15 empty] | OR | 2024-11-25 | OR 2 | [23 empty] | 0 | [18 empty] | 0 |  | 0 | [24 empty] | 0 | [12 empty] | AEI approved change in IDF room from 6-238C to 6-403C
4827743 | U MI CIT | LEVEL 6 | IDF 6-304C | 6-338 | OPERATING ROOM, NEURO | 13 |  | 3 |  |  | WIRED SPARE |  |  |  | WIRED SPARE |  |  |  | WIRED SPARE | [15 empty] | OR | 2024-11-25 | OR 2 | [23 empty] | 0 | [18 empty] | 0 |  | 0 | [24 empty] | 0 | [12 empty] | AEI approved change in IDF room from 6-238C to 6-403C
10874846 | U MI CIT | LEVEL 6 | IDF 6-304C | 6-338 | OPERATING ROOM, NEURO | 15 |  | 3 |  |  | WIRED SPARE |  |  |  | WIRED SPARE |  |  |  | WIRED SPARE | [15 empty] | OR | 2024-11-25 | OR 2 | [23 empty] | 0 | [18 empty] | 0 |  | 0 | [24 empty] | 0 | [12 empty] | AEI approved change in IDF room from 6-238C to 6-403C
4827751 | U MI CIT | LEVEL 6 | IDF 6-304C | 6-338 | OPERATING ROOM, NEURO | 16 |  | 3 |  |  | WIRED SPARE |  |  |  | WIRED SPARE |  |  |  | WIRED SPARE | [15 empty] | OR | 2024-11-25 | OR 2 | [23 empty] | 0 | [18 empty] | 0 |  | 0 | [24 empty] | 0 | [12 empty] | AEI approved change in IDF room from 6-238C to 6-403C
4827759 | U MI CIT | LEVEL 6 | IDF 6-304C | 6-338 | OPERATING ROOM, NEURO | 17 |  | 3 |  |  | MEDICAL EQUIPMENT-MOBILE |  |  |  | WIRED SPARE |  |  |  | SPARE | [15 empty] | OR | 2024-11-25 | OR 2 | [23 empty] | 0 | [18 empty] | 0 |  | 0 | [24 empty] | 0 | [12 empty] | AEI approved change in IDF room from 6-238C to 6-403C
11045095 | U MI CIT | LEVEL 8 | IDF 8-334C | 8-518 | CHECK-IN/ CHECK OUT | 1 |  | 3 |  |  | PRINTER |  |  |  | FAX |  |  |  | SPARE | [15 empty] | EMU-EEG Staff | 2024-04-09 |  | 2A | 2025-04-21 |  |  | Y | [16 empty] | PRT-PAV0807 |  | 0 | [18 empty] | 0 |  | 0 | [13 empty] | 1 | [10 empty] | 0 | [8 empty] | ANLG-FAX |  |  | New DID, CSS 40, no VM
5457484 | U MI CIT | LEVEL 6 | IDF 6-304C | 6-338 | OPERATING ROOM, NEURO | 25 |  | 3 |  |  | MEDICAL EQUIPMENT-MOBILE |  |  |  | WIRED SPARE |  |  |  | SPARE | [15 empty] | OR | 2024-11-25 | OR 2 | [23 empty] | 0 | [18 empty] | 0 |  | 0 | [24 empty] | 0 | [12 empty] | AEI approved change in IDF room from 6-238C to 6-403C
5457468 | U MI CIT | LEVEL 6 | IDF 6-304C | 6-338 | OPERATING ROOM, NEURO | 26 |  | 3 |  |  | MEDICAL EQUIPMENT-MOBILE |  |  |  | WIRED SPARE |  |  |  | SPARE | [15 empty] | OR | 2024-11-25 | OR 2 | [23 empty] | 0 | [18 empty] | 0 |  | 0 | [24 empty] | 0 | [12 empty] | AEI approved change in IDF room from 6-238C to 6-403C
5457451 | U MI CIT | LEVEL 6 | IDF 6-304C | 6-338 | OPERATING ROOM, NEURO | 27 |  | 3 |  |  | MEDICAL EQUIPMENT-MOBILE |  |  |  | WIRED SPARE |  |  |  | SPARE | [15 empty] | OR | 2024-11-25 | OR 2 | [23 empty] | 0 | [18 empty] | 0 |  | 0 | [24 empty] | 0 | [12 empty] | AEI approved change in IDF room from 6-238C to 6-403C
5457500 | U MI CIT | LEVEL 6 | IDF 6-304C | 6-338 | OPERATING ROOM, NEURO | 28 |  | 4 |  |  | MEDICAL EQUIPMENT-MOBILE |  |  |  | WIRED SPARE |  |  |  | SPARE | [15 empty] | OR | 2024-11-25 | OR 2 | [23 empty] | 0 | [18 empty] | 0 |  | 0 | [24 empty] | 0 | [12 empty] | AEI approved change in IDF room from 6-238C to 6-403C
4494121 | U MI CIT | LEVEL 9 | IDF 9-122C | 9-214 | COMMUNAL TEAMING | 2 |  | 3 |  |  | PRINTER |  |  |  | FAX |  |  |  | SPARE | [15 empty] | UNIVERSAL PATIENT STAFF | 2024-03-19 |  | 2B | 2025-04-07 |  |  | Y | [16 empty] | PRT-PAV0903 |  | 0 | [18 empty] | 0 |  | 0 | [13 empty] | 1 | [10 empty] | 0 | [8 empty] | ANLG-FAX |  |  | New DID, CSS 40, no VM
4827204 | U MI CIT | LEVEL 6 | IDF 6-304C | 6-338 | OPERATING ROOM, NEURO | 9 |  | 3 |  |  | LABEL PRINTER |  |  |  | WIRED SPARE |  |  |  | SPARE | [15 empty] | PERIOP SERVICES | 2024-11-25 | OR 2 | [21 empty] | PRT-PAV0646 |  | 0 | [18 empty] | 0 |  | 0 | [23 empty] | 1 | 0 | [12 empty] | AEI approved change in IDF room from 6-238C to 6-403C
5195887 | U MI CIT | LEVEL 6 | IDF 6-304C | 6-338 | OPERATING ROOM, NEURO | 4 |  | AV |  |  | MEDICAL DIGITAL SIGN MONITORING |  |  |  | MEDICAL DIGITAL SIGN CORE PC | [19 empty] | PERIOP SERVICES | 2024-11-25 | OR 2 |  |  | Y | [9 empty] | PERI-OP | MD | [9 empty] | 0 | [18 empty] | 0 |  | 0 | [24 empty] | 0 | [12 empty] | AEI approved change in IDF room from 6-238C to 6-403C
5196153 | U MI CIT | LEVEL 6 | IDF 6-304C | 6-338 | OPERATING ROOM, NEURO | 10 |  | AV |  |  | MEDICAL DIGITAL SIGN MONITORING |  |  |  | MEDICAL DIGITAL SIGN CORE PC | [19 empty] | PERIOP SERVICES | 2024-11-25 | OR 2 |  |  | Y | [9 empty] | PERI-OP | MD | [9 empty] | 0 | [18 empty] | 0 |  | 0 | [24 empty] | 0 | [12 empty] | AEI approved change in IDF room from 6-238C to 6-403C
4827767 | U MI CIT | LEVEL 6 | IDF 6-304C | 6-338 | OPERATING ROOM, NEURO | 14 |  | AV |  |  | MEDICAL DIGITAL SIGN MONITORING |  |  |  | MEDICAL DIGITAL SIGN CORE PC | [19 empty] | PERIOP SERVICES | 2024-11-25 | OR 2 |  |  | Y | [9 empty] | PERI-OP | MD | [9 empty] | 0 | [18 empty] | 0 |  | 0 | [24 empty] | 0 | [12 empty] | AEI approved change in IDF room from 6-238C to 6-403C
4470817 | U MI CIT | LEVEL 7 | IDF 7-304C | 7-005 | TEAM WORKROOM | 11 |  | 3 |  |  | WORKSTATION |  |  |  | WIRED SPARE |  |  |  | SPARE | [15 empty] | PAVILION CORE TEAM | 2024-11-25 | [24 empty] | 0 |  |  |  | 1 |  | 1 | [8 empty] | 2 |  |  | 1 | 0 |  | 0 |  |  | 1 | [21 empty] | 0
4480421 | U MI CIT | LEVEL 9 | IDF 9-438C | 9-436 | ON CALL | 3 |  | 3 |  |  | PHONE/WORKSTATION |  |  |  | WIRED SPARE |  |  |  | SPARE | [15 empty] | PAVILION CORE TEAM | 2024-08-05 |  | 2B | 2025-04-07 |  |  | Y | [14 empty] | WSHOA060 |  |  |  | 0 |  |  |  | 1 | 1 | [8 empty] | 1 |  |  |  | 1 | 0 |  | 0 |  |  | 1 | [21 empty] | 0 |  |  |  | 8811 | [7 empty] | New DID, CSS 40, no VM
4470603 | U MI CIT | LEVEL 7 | IDF 7-304C | 7-005 | TEAM WORKROOM | 14 |  | 3 |  |  | WORKSTATION |  |  |  | WIRED SPARE |  |  |  | SPARE | [15 empty] | PAVILION CORE TEAM | 2024-11-25 | [24 empty] | 0 |  |  |  | 1 |  | 1 | [8 empty] | 2 |  |  | 1 | 0 |  | 0 |  |  | 1 | [21 empty] | 0
4470547 | U MI CIT | LEVEL 7 | IDF 7-304C | 7-005 | TEAM WORKROOM | 16 |  | 3 |  |  | WORKSTATION |  |  |  | WIRED SPARE |  |  |  | SPARE | [15 empty] | PAVILION CORE TEAM | 2024-11-25 | [24 empty] | 0 |  |  |  | 1 |  | 1 | [8 empty] | 2 |  |  | 1 | 0 |  | 0 |  |  | 1 | [21 empty] | 0
10879039 | U MI CIT | LEVEL 7 | IDF 7-304C | 7-005 | TEAM WORKROOM | 2 |  | AV |  |  | WIRED SPARE |  |  |  | WIRED SPARE | [19 empty] | PAVILION CORE TEAM | 2024-11-25 |  |  |  | Y | [20 empty] | 0 | [18 empty] | 0 |  | 0 | [24 empty] | 0
10879098 | U MI CIT | LEVEL 7 | IDF 7-304C | 7-005 | TEAM WORKROOM | 3 |  | AV |  |  | WIRED SPARE |  |  |  | WIRED SPARE | [19 empty] | PAVILION CORE TEAM | 2024-11-25 |  |  |  | Y | [20 empty] | 0 | [18 empty] | 0 |  | 0 | [24 empty] | 0
10879205 | U MI CIT | LEVEL 7 | IDF 7-304C | 7-005 | TEAM WORKROOM | 4 |  | AV |  |  | WIRED SPARE |  |  |  | WIRED SPARE | [19 empty] | PAVILION CORE TEAM | 2024-11-25 |  |  |  | Y | [20 empty] | 0 | [18 empty] | 0 |  | 0 | [24 empty] | 0
10879242 | U MI CIT | LEVEL 7 | IDF 7-304C | 7-005 | TEAM WORKROOM | 5 |  | AV |  |  | WIRED SPARE |  |  |  | WIRED SPARE | [19 empty] | PAVILION CORE TEAM | 2024-11-25 |  |  |  | Y | [20 empty] | 0 | [18 empty] | 0 |  | 0 | [24 empty] | 0
4609511 | U MI CIT | LEVEL 7 | IDF 7-304C | 7-401B | WORK CAFÉ | 1 |  | 3 |  |  | WORKSTATION |  |  |  | WIRED SPARE |  |  |  | SPARE | [15 empty] | PAVILION CORE TEAM | 2024-11-25 | [24 empty] | 0 | [18 empty] | 0 |  | 0 | [24 empty] | 0
4609539 | U MI CIT | LEVEL 7 | IDF 7-304C | 7-401B | WORK CAFÉ | 2 |  | 3 |  |  | WORKSTATION |  |  |  | WIRED SPARE |  |  |  | SPARE | [15 empty] | PAVILION CORE TEAM | 2024-11-25 | [24 empty] | 0 | [18 empty] | 0 |  | 0 | [24 empty] | 0
10878908 | U MI CIT | LEVEL 7 | IDF 7-304C | 7-401G | CONFERENCE ROOM | 2 |  | AV |  |  | WIRED SPARE |  |  |  | WIRED SPARE | [19 empty] | PAVILION CORE TEAM | 2024-11-25 | [24 empty] | 0 | [18 empty] | 0 |  | 0 | [24 empty] | 0
7467199 | U MI CIT | LEVEL 8 | IDF 8-122C | 8-100A | ARREST CART | 1 |  | 1 |  |  | MEDICAL EQUIPMENT-MOBILE | [23 empty] | PERIOP SERVICES | 2024-11-25 |  | 2A | 2025-04-21 | [21 empty] | 0 | [18 empty] | 0 |  | 0 | [24 empty] | 0
10865492 | U MI CIT | LEVEL 8 | IDF 8-334C | 8-126 | STAFF LOUNGE/ LOCKERS | 5 |  | 3 |  |  | WIRED SPARE |  |  |  | WIRED SPARE |  |  |  | WIRED SPARE | [15 empty] | PAVILION CORE TEAM | 2024-11-25 |  | 2A | 2025-04-21 | [21 empty] | 0 | [18 empty] | 0 |  | 0 | [24 empty] | 0
10865472 | U MI CIT | LEVEL 8 | IDF 8-334C | 8-128 | STAFF LOUNGE/ LOCKERS | 2 |  | 3 |  |  | WIRED SPARE |  |  |  | WIRED SPARE |  |  |  | WIRED SPARE | [15 empty] | PAVILION CORE TEAM | 2024-11-25 |  | 2A | 2025-04-21 | [21 empty] | 0 | [18 empty] | 0 |  | 0 | [24 empty] | 0
8353290 | U MI CIT | LEVEL 8 | IDF 8-122C | 8-206 | TEAM ROOM | 5 |  | 3 |  |  | WORKSTATION |  |  |  | WIRED SPARE |  |  |  | SPARE | [15 empty] | PAVILION CORE TEAM | 2024-11-25 |  | 2A | 2025-04-21 | [17 empty] | WSPV0057 |  |  |  | 0 |  |  |  | 1 |  | 1 | [8 empty] | 1 |  |  | 1 | 0 |  | 0 |  |  | 1 | [21 empty] | 0
5476863 | U MI CIT | LEVEL 8 | IDF 8-122C | 8-206 | TEAM ROOM | 8 |  | 3 |  |  | WORKSTATION |  |  |  | WIRED SPARE |  |  |  | SPARE | [15 empty] | PAVILION CORE TEAM | 2024-11-25 |  | 2A | 2025-04-21 | [17 empty] | WSPV0058 |  |  |  | 0 |  |  |  | 1 |  | 1 | [8 empty] | 1 |  |  | 1 | 0 |  | 0 |  |  | 1 | [21 empty] | 0
8353559 | U MI CIT | LEVEL 8 | IDF 8-122C | 8-206 | TEAM ROOM | 10 |  | 3 |  |  | WORKSTATION |  |  |  | WIRED SPARE |  |  |  | SPARE | [15 empty] | PAVILION CORE TEAM | 2024-11-25 |  | 2A | 2025-04-21 | [17 empty] | WSPV0059 |  |  |  | 0 |  |  |  | 1 |  | 1 | [8 empty] | 1 |  |  | 1 | 0 |  | 0 |  |  | 1 | [21 empty] | 0
5476949 | U MI CIT | LEVEL 8 | IDF 8-122C | 8-206 | TEAM ROOM | 14 |  | 3 |  |  | WORKSTATION |  |  |  | WIRED SPARE |  |  |  | SPARE | [15 empty] | PAVILION CORE TEAM | 2024-11-25 |  | 2A | 2025-04-21 | [17 empty] | WSPV0060 |  |  |  | 0 |  |  |  | 1 |  | 1 | [8 empty] | 1 |  |  | 1 | 0 |  | 0 |  |  | 1 | [21 empty] | 0
10810163 | U MI CIT | LEVEL 8 | IDF 8-334C | 8-336 | TEAM ROOM | 6 |  | 3 |  |  | PHONE/WORKSTATION |  |  |  | WIRED SPARE |  |  |  | SPARE | [15 empty] | PAVILION CORE TEAM | 2024-11-25 |  | 2A | 2025-04-21 |  |  | Y | [14 empty] | WSPV0065 |  |  |  | 0 |  |  |  | 1 |  | 1 | [8 empty] | 1 |  |  | 1 | 0 |  | 0 |  |  | 1 | [21 empty] | 0 |  |  |  | 8811 | [7 empty] | New DID, CSS 40, No VM
10810059 | U MI CIT | LEVEL 8 | IDF 8-334C | 8-336 | TEAM ROOM | 4 |  | 3 |  |  | PRINTER |  |  |  | WIRED SPARE |  |  |  | SPARE | [15 empty] | PAVILION CORE TEAM | 2024-11-25 |  | 2A | 2025-04-21 | [19 empty] | PRT-PAV0803 |  | 0 | [18 empty] | 0 |  | 0 | [11 empty] | 1 | [12 empty] | 0
10810293 | U MI CIT | LEVEL 8 | IDF 8-334C | 8-336 | TEAM ROOM | 7 |  | 3 |  |  | WORKSTATION |  |  |  | WIRED SPARE |  |  |  | SPARE | [15 empty] | PAVILION CORE TEAM | 2024-11-25 |  | 2A | 2025-04-21 | [17 empty] | WSPV0066 |  |  |  | 0 |  |  |  | 1 |  | 1 | [8 empty] | 1 |  |  | 1 | 0 |  | 0 |  |  | 1 | [21 empty] | 0
10810342 | U MI CIT | LEVEL 8 | IDF 8-334C | 8-336 | TEAM ROOM | 8 |  | 3 |  |  | WORKSTATION |  |  |  | WIRED SPARE |  |  |  | SPARE | [15 empty] | PAVILION CORE TEAM | 2024-11-25 |  | 2A | 2025-04-21 | [17 empty] | WSPV0067 |  |  |  | 0 |  |  |  | 1 |  | 1 | [8 empty] | 1 |  |  | 1 | 0 |  | 0 |  |  | 1 | [21 empty] | 0
5206336 | U MI CIT | LEVEL 8 | IDF 8-438C | 8-444A | CONFERENCE ROOM | 3 |  | AV |  |  | AV ROOM EQUIPMENT |  |  |  | AV ROOM EQUIPMENT |  |  |  | WIRED SPARE | [15 empty] | PAVILION CORE TEAM | 2024-11-25 |  | 2A | 2025-04-21 | [10 empty] | CDIAVS | CUSTOM | [9 empty] | 0 | [18 empty] | 0 |  | 0 | [24 empty] | 0
5206378 | U MI CIT | LEVEL 8 | IDF 8-438C | 8-444A | CONFERENCE ROOM | 4 |  | AV |  |  | AV ROOM EQUIPMENT |  |  |  | AV ROOM EQUIPMENT |  |  |  | WIRED SPARE | [15 empty] | PAVILION CORE TEAM | 2024-11-25 |  | 2A | 2025-04-21 | [10 empty] | CDIAVS | CUSTOM | [9 empty] | 0 | [18 empty] | 0 |  | 0 | [24 empty] | 0
5216390 | U MI CIT | LEVEL 9 | IDF 9-334C | 9-102 | CONSULT (Compass Station) | 1 |  | AV |  |  | WORKSTATION |  |  |  | WIRED SPARE | [19 empty] | PAVILION CORE TEAM | 2024-11-25 |  | 2B | 2025-04-07 | [17 empty] | WSNU0313 |  |  |  | 0 |  |  |  | 1 |  |  |  | 1 | [6 empty] | 1 |  |  | 1 | 0 |  | 0 |  |  | 1 | [21 empty] | 0
4487089 | U MI CIT | LEVEL 9 | IDF 9-122C | 9-206 | TEAM ROOM | 3 |  | 3 |  |  | WORKSTATION |  |  |  | WIRED SPARE |  |  |  | SPARE | [15 empty] | PAVILION CORE TEAM | 2024-11-25 |  | 2B | 2025-04-07 | [17 empty] | WSPV0019 |  |  |  | 0 |  |  |  | 1 |  | 1 | [8 empty] | 1 |  |  | 1 | 0 |  | 0 |  |  | 1 | [21 empty] | 0
4487165 | U MI CIT | LEVEL 9 | IDF 9-122C | 9-206 | TEAM ROOM | 5 |  | 3 |  |  | WORKSTATION |  |  |  | WIRED SPARE |  |  |  | SPARE | [15 empty] | PAVILION CORE TEAM | 2024-11-25 |  | 2B | 2025-04-07 | [17 empty] | WSPV0020 |  |  |  | 0 |  |  |  | 1 |  | 1 | [8 empty] | 1 |  |  | 1 | 0 |  | 0 |  |  | 1 | [21 empty] | 0
4487201 | U MI CIT | LEVEL 9 | IDF 9-122C | 9-206 | TEAM ROOM | 7 |  | 3 |  |  | PRINTER |  |  |  | WIRED SPARE |  |  |  | SPARE | [15 empty] | PAVILION CORE TEAM | 2024-11-25 |  | 2B | 2025-04-07 | [19 empty] | PRT-PAV0902 |  | 0 | [18 empty] | 0 |  | 0 | [11 empty] | 1 | [12 empty] | 0
10813735 | U MI CIT | LEVEL 9 | IDF 9-122C | 9-206 | TEAM ROOM | 8 |  | 3 |  |  | WORKSTATION |  |  |  | WIRED SPARE |  |  |  | SPARE | [15 empty] | PAVILION CORE TEAM | 2024-11-25 |  | 2B | 2025-04-07 | [17 empty] | WSPV0021 |  |  |  | 0 |  |  |  | 1 |  | 1 | [8 empty] | 1 |  |  | 1 | 0 |  | 0 |  |  | 1 | [21 empty] | 0
4487265 | U MI CIT | LEVEL 9 | IDF 9-122C | 9-206 | TEAM ROOM | 10 |  | 3 |  |  | WORKSTATION |  |  |  | WIRED SPARE |  |  |  | SPARE | [15 empty] | PAVILION CORE TEAM | 2024-11-25 |  | 2B | 2025-04-07 | [17 empty] | WSPV0022 |  |  |  | 0 |  |  |  | 1 |  | 1 | [8 empty] | 1 |  |  | 1 | 0 |  | 0 |  |  | 1 | [21 empty] | 0
4487403 | U MI CIT | LEVEL 9 | IDF 9-122C | 9-206 | TEAM ROOM | 14 |  | 3 |  |  | WORKSTATION |  |  |  | WIRED SPARE |  |  |  | SPARE | [15 empty] | PAVILION CORE TEAM | 2024-11-25 |  | 2B | 2025-04-07 | [17 empty] | WSPV0023 |  |  |  | 0 |  |  |  | 1 |  | 1 | [8 empty] | 1 |  |  | 1 | 0 |  | 0 |  |  | 1 | [21 empty] | 0
10813498 | U MI CIT | LEVEL 9 | IDF 9-122C | 9-206 | TEAM ROOM | 15 |  | 3 |  |  | WORKSTATION |  |  |  | WIRED SPARE |  |  |  | SPARE | [15 empty] | PAVILION CORE TEAM | 2024-11-25 |  | 2B | 2025-04-07 | [17 empty] | WSPV0024 |  |  |  | 0 |  |  |  | 1 |  | 1 | [8 empty] | 1 |  |  | 1 | 0 |  | 0 |  |  | 1 | [21 empty] | 0
4480152 | U MI CIT | LEVEL 9 | IDF 9-334C | 9-336 | CONFERENCE ROOM | 2 |  | AV |  |  | WIRED SPARE |  |  |  | WIRED SPARE | [19 empty] | PAVILION CORE TEAM | 2024-11-25 |  | 2B | 2025-04-07 | [21 empty] | 0 | [18 empty] | 0 |  | 0 | [24 empty] | 0
10859792 | U MI CIT | LEVEL 9 | IDF 9-438C | 9-406 | TEAM ROOM | 20 |  | AV |  |  | AV ROOM EQUIPMENT |  |  |  | AV ROOM EQUIPMENT | [19 empty] | PAVILION CORE TEAM | 2024-11-25 |  | 2B | 2025-04-07 | Y | [9 empty] | CDIAVS | huddle | [9 empty] | 0 | [18 empty] | 0 |  | 0 | [24 empty] | 0
10812618 | U MI CIT | LEVEL 9 | IDF 9-438C | 9-406 | TEAM ROOM | 1 |  | 3 |  |  | WORKSTATION |  |  |  | WIRED SPARE |  |  |  | SPARE | [15 empty] | PAVILION CORE TEAM | 2024-11-25 |  | 2B | 2025-04-07 | [17 empty] | WSPV0025 |  |  |  | 0 |  |  |  | 1 |  | 1 | [8 empty] | 1 |  |  | 1 | 0 |  | 0 |  |  | 1 | [21 empty] | 0
8362218 | U MI CIT | LEVEL 9 | IDF 9-438C | 9-406 | TEAM ROOM | 3 |  | 3 |  |  | WORKSTATION |  |  |  | WIRED SPARE |  |  |  | SPARE | [15 empty] | PAVILION CORE TEAM | 2024-11-25 |  | 2B | 2025-04-07 | [17 empty] | WSPV0026 |  |  |  | 0 |  |  |  | 1 |  | 1 | [8 empty] | 1 |  |  | 1 | 0 |  | 0 |  |  | 1 | [21 empty] | 0
4481289 | U MI CIT | LEVEL 9 | IDF 9-438C | 9-406 | TEAM ROOM | 7 |  | 3 |  |  | WORKSTATION |  |  |  | WIRED SPARE |  |  |  | SPARE | [15 empty] | PAVILION CORE TEAM | 2024-11-25 |  | 2B | 2025-04-07 | [17 empty] | WSPV0027 |  |  |  | 0 |  |  |  | 1 |  | 1 | [8 empty] | 1 |  |  | 1 | 0 |  | 0 |  |  | 1 | [21 empty] | 0
4481249 | U MI CIT | LEVEL 9 | IDF 9-438C | 9-406 | TEAM ROOM | 9 |  | 3 |  |  | WORKSTATION |  |  |  | WIRED SPARE |  |  |  | SPARE | [15 empty] | PAVILION CORE TEAM | 2024-11-25 |  | 2B | 2025-04-07 | [17 empty] | WSPV0028 |  |  |  | 0 |  |  |  | 1 |  | 1 | [8 empty] | 1 |  |  | 1 | 0 |  | 0 |  |  | 1 | [21 empty] | 0
10812398 | U MI CIT | LEVEL 9 | IDF 9-438C | 9-406 | TEAM ROOM | 10 |  | 3 |  |  | WORKSTATION |  |  |  | PRINTER |  |  |  | SPARE | [15 empty] | PAVILION CORE TEAM | 2024-11-25 |  | 2B | 2025-04-07 | [17 empty] | WSPV0029 |  | PRT-PAV0909 |  | 0 |  |  |  | 1 |  | 1 | [8 empty] | 1 |  |  | 1 | 0 |  | 0 |  |  | 1 | [8 empty] | 1 | [12 empty] | 0
4481169 | U MI CIT | LEVEL 9 | IDF 9-438C | 9-406 | TEAM ROOM | 12 |  | 3 |  |  | WORKSTATION |  |  |  | WIRED SPARE |  |  |  | SPARE | [15 empty] | PAVILION CORE TEAM | 2024-11-25 |  | 2B | 2025-04-07 | [17 empty] | WSPV0030 |  |  |  | 0 |  |  |  | 1 |  | 1 | [8 empty] | 1 |  |  | 1 | 0 |  | 0 |  |  | 1 | [21 empty] | 0
4481492 | U MI CIT | LEVEL 9 | IDF 9-438C | 9-406 | TEAM ROOM | 15 |  | 3 |  |  | PACS |  |  |  | WIRED SPARE |  |  |  | SPARE | [15 empty] | PAVILION CORE TEAM | 2024-11-25 |  | 2B | 2025-04-07 | [21 empty] | 0 | [18 empty] | 0 |  | 0 | [24 empty] | 0
7063173 | U MI CIT | LEVEL 9 | IDF 9-438C | 9-417 | COMMUNAL TEAMING | 2 |  | AV |  |  | WIRED SPARE |  |  |  | WIRED SPARE | [19 empty] | PAVILION CORE TEAM | 2024-11-25 |  | 2B | 2025-04-07 | [21 empty] | 0 | [18 empty] | 0 |  | 0 | [24 empty] | 0
5215944 | U MI CIT | LEVEL 9 | IDF 9-438C | 9-417 | COMMUNAL TEAMING | 8 |  | AV |  |  | WIRED SPARE |  |  |  | WIRED SPARE | [19 empty] | PAVILION CORE TEAM | 2024-11-25 |  | 2B | 2025-04-07 | [21 empty] | 0 | [18 empty] | 0 |  | 0 | [24 empty] | 0
4478125 | U MI CIT | LEVEL 9 | IDF 9-334C | 9-512 | NURSES STATION | 1 |  | 3 |  |  | PHONE/WORKSTATION |  |  |  | WIRED SPARE |  |  |  | SPARE | [15 empty] | NURSES STATION | 2024-09-09 |  | 2B | 2025-04-07 |  |  | Y | [14 empty] | WSIU3185 |  |  |  | 0 |  |  |  | 1 | 1 | [12 empty] | 1 | 0 |  | 0 |  |  | 1 | [21 empty] | 0 |  |  |  | 8811 | [7 empty] | New DID, CSS 40, no VM
4478049 | U MI CIT | LEVEL 9 | IDF 9-334C | 9-512 | NURSES STATION | 4 |  | 3 |  |  | PHONE/WORKSTATION |  |  |  | WIRED SPARE |  |  |  | SPARE | [15 empty] | NURSES STATION | 2024-09-09 |  | 2B | 2025-04-07 |  |  | Y | [14 empty] | WSIU3187 |  |  |  | 0 |  |  |  | 1 | 1 | [12 empty] | 1 | 0 |  | 0 |  |  | 1 | [21 empty] | 0 |  |  |  | 8811 | [7 empty] | New DID, CSS 40, no VM
5516482 | U MI CIT | LEVEL 6 | IDF 6-122C | 6-219 | NIR INVENTORY STORAGE | 7 |  | EX |  |  | WIRED SPARE | [23 empty] | RFID EXCITER | 2025-02-14 | [24 empty] | 0 | [18 empty] | 0 |  | 0 | [24 empty] | 0
5516520 | U MI CIT | LEVEL 6 | IDF 6-122C | 6-230Z | CORRIDOR | 1 |  | EX |  |  | WIRED SPARE | [23 empty] | RFID EXCITER | 2025-02-14 | [24 empty] | 0 | [18 empty] | 0 |  | 0 | [24 empty] | 0
7195394 | U MI CIT | LEVEL 7 | IDF 7-122C | 7-101F | BED REPAIR | 5 |  | EX |  |  | WIRED SPARE | [23 empty] | RFID EXCITER | 2025-02-14 | [24 empty] | 0 | [18 empty] | 0 |  | 0 | [24 empty] | 0
7197424 | U MI CIT | LEVEL 10 | IDF 10-122C | 10-110Z | CORRIDOR | 4 |  | EX |  |  | RFID EXCITER | [23 empty] | WIRED SPARE | 2025-02-24 |  | 3 | 2025-05-19 | [21 empty] | 0 | [18 empty] | 0 |  | 0 | [24 empty] | 0
7197396 | U MI CIT | LEVEL 10 | IDF 10-334C | 10-112 | SOILED UTILITY | 1 |  | EX |  |  | RFID EXCITER | [23 empty] | RFID EXCITER | 2025-02-24 |  | 3 | 2025-05-19 | [21 empty] | 0 | [18 empty] | 0 |  | 0 | [24 empty] | 0
10847252 | U MI CIT | LEVEL 10 | IDF 10-122C | 10-120Z | CORRIDOR | 2 |  | EX |  |  | RFID EXCITER | [23 empty] | RFID EXCITER | 2025-02-24 |  | 3 | 2025-05-19 | [21 empty] | 0 | [18 empty] | 0 |  | 0 | [24 empty] | 0
7197410 | U MI CIT | LEVEL 10 | IDF 10-122C | 10-120Z | CORRIDOR | 3 |  | EX |  |  | RFID EXCITER | [23 empty] | RFID EXCITER | 2025-02-24 |  | 3 | 2025-05-19 | [21 empty] | 0 | [18 empty] | 0 |  | 0 | [24 empty] | 0
7197403 | U MI CIT | LEVEL 10 | IDF 10-334C | 10-130Z | CORRIDOR | 3 |  | EX |  |  | RFID EXCITER | [23 empty] | WIRED SPARE | 2025-02-24 |  | 3 | 2025-05-19 | [21 empty] | 0 | [18 empty] | 0 |  | 0 | [24 empty] | 0
7197417 | U MI CIT | LEVEL 10 | IDF 10-122C | 10-204 | EQUIPMENT STORAGE | 2 |  | EX |  |  | RFID EXCITER | [23 empty] | RFID EXCITER | 2025-02-24 |  | 3 | 2025-05-19 | [21 empty] | 0 | [18 empty] | 0 |  | 0 | [24 empty] | 0
7197466 | U MI CIT | LEVEL 10 | IDF 10-122C | 10-220Z | CORRIDOR | 1 |  | EX |  |  | RFID EXCITER | [23 empty] | RFID EXCITER | 2025-02-24 |  | 3 | 2025-05-19 | [21 empty] | 0 | [18 empty] | 0 |  | 0 | [24 empty] | 0
7197445 | U MI CIT | LEVEL 10 | IDF 10-122C | 10-310Z | CORRIDOR | 6 |  | EX |  |  | RFID EXCITER | [23 empty] | RFID EXCITER | 2025-02-24 |  | 3 | 2025-05-19 | [21 empty] | 0 | [18 empty] | 0 |  | 0 | [24 empty] | 0
7197452 | U MI CIT | LEVEL 10 | IDF 10-122C | 10-314 | EQUIPMENT STORAGE | 2 |  | EX |  |  | RFID EXCITER | [23 empty] | RFID EXCITER | 2025-02-24 |  | 3 | 2025-05-19 | [21 empty] | 0 | [18 empty] | 0 |  | 0 | [24 empty] | 0
7197438 | U MI CIT | LEVEL 10 | IDF 10-122C | 10-318 | SOILED UTILITY | 1 |  | EX |  |  | RFID EXCITER | [23 empty] | RFID EXCITER | 2025-02-24 |  | 3 | 2025-05-19 | [21 empty] | 0 | [18 empty] | 0 |  | 0 | [24 empty] | 0
7212041 | U MI CIT | LEVEL 10 | IDF 10-438C | 10-320Z | CORRIDOR | 2 |  | EX |  |  | RFID EXCITER | [23 empty] | RFID EXCITER | 2025-02-24 |  | 3 | 2025-05-19 | [21 empty] | 0 | [18 empty] | 0 |  | 0 | [24 empty] | 0
7212048 | U MI CIT | LEVEL 10 | IDF 10-438C | 10-348 | SOILED UTILITY | 1 |  | EX |  |  | RFID EXCITER | [23 empty] | RFID EXCITER | 2025-02-24 |  | 3 | 2025-05-19 | [21 empty] | 0 | [18 empty] | 0 |  | 0 | [24 empty] | 0
7212055 | U MI CIT | LEVEL 10 | IDF 10-438C | 10-354 | EQUIPMENT STORAGE | 2 |  | EX |  |  | RFID EXCITER | [23 empty] | RFID EXCITER | 2025-02-24 |  | 3 | 2025-05-19 | [21 empty] | 0 | [18 empty] | 0 |  | 0 | [24 empty] | 0
7212076 | U MI CIT | LEVEL 10 | IDF 10-438C | 10-412 | EQUIPMENT STORAGE | 1 |  | EX |  |  | RFID EXCITER | [23 empty] | RFID EXCITER | 2025-02-24 |  | 3 | 2025-05-19 | [21 empty] | 0 | [18 empty] | 0 |  | 0 | [24 empty] | 0
7212020 | U MI CIT | LEVEL 10 | IDF 10-438C | 10-418 | SOILED UTILITY | 1 |  | EX |  |  | RFID EXCITER | [23 empty] | RFID EXCITER | 2025-02-24 |  | 3 | 2025-05-19 | [21 empty] | 0 | [18 empty] | 0 |  | 0 | [24 empty] | 0
7212069 | U MI CIT | LEVEL 10 | IDF 10-438C | 10-420Z | CORRIDOR | 2 |  | EX |  |  | RFID EXCITER | [23 empty] | RFID EXCITER | 2025-02-24 |  | 3 | 2025-05-19 | [21 empty] | 0 | [18 empty] | 0 |  | 0 | [24 empty] | 0
7212083 | U MI CIT | LEVEL 10 | IDF 10-438C | 10-510Z | CORRIDOR | 11 |  | EX |  |  | RFID EXCITER | [23 empty] | RFID EXCITER | 2025-02-24 |  | 3 | 2025-05-19 | [21 empty] | 0 | [18 empty] | 0 |  | 0 | [24 empty] | 0
7212027 | U MI CIT | LEVEL 10 | IDF 10-334C | 10-530Z | CORRIDOR | 2 |  | EX |  |  | RFID EXCITER | [23 empty] | RFID EXCITER | 2025-02-24 |  | 3 | 2025-05-19 | [21 empty] | 0 | [18 empty] | 0 |  | 0 | [24 empty] | 0
10853029 | U MI CIT | LEVEL 10 | IDF 10-334C | 10-530Z | CORRIDOR | 3 |  | EX |  |  | RFID EXCITER | [23 empty] | RFID EXCITER | 2025-02-24 |  | 3 | 2025-05-19 | [21 empty] | 0 | [18 empty] | 0 |  | 0 | [24 empty] | 0
7197489 | U MI CIT | LEVEL 11 | IDF 11-334C | 11-112 | SOILED UTILITY | 1 |  | EX |  |  | RFID EXCITER | [23 empty] | RFID EXCITER | 2025-02-24 |  | 3 | 2025-05-19 | [21 empty] | 0 | [18 empty] | 0 |  | 0 | [24 empty] | 0
7197503 | U MI CIT | LEVEL 11 | IDF 11-122C | 11-120Z | CORRIDOR | 1 |  | EX |  |  | RFID EXCITER | [23 empty] | RFID EXCITER | 2025-02-24 |  | 3 | 2025-05-19 | [21 empty] | 0 | [18 empty] | 0 |  | 0 | [24 empty] | 0
10840151 | U MI CIT | LEVEL 11 | IDF 11-122C | 11-120Z | CORRIDOR | 2 |  | EX |  |  | RFID EXCITER | [23 empty] | RFID EXCITER | 2025-02-24 |  | 3 | 2025-05-19 | [21 empty] | 0 | [18 empty] | 0 |  | 0 | [24 empty] | 0
7197517 | U MI CIT | LEVEL 11 | IDF 11-122C | 11-200Z | CORRIDOR | 11 |  | EX |  |  | RFID EXCITER | [23 empty] | RFID EXCITER | 2025-02-24 |  | 3 | 2025-05-19 | [21 empty] | 0 | [18 empty] | 0 |  | 0 | [24 empty] | 0
7197510 | U MI CIT | LEVEL 11 | IDF 11-122C | 11-204 | EQUIPMENT STORAGE | 2 |  | EX |  |  | RFID EXCITER | [23 empty] | RFID EXCITER | 2025-02-24 |  | 3 | 2025-05-19 | [21 empty] | 0 | [18 empty] | 0 |  | 0 | [24 empty] | 0
7197559 | U MI CIT | LEVEL 11 | IDF 11-122C | 11-220Z | CORRIDOR | 1 |  | EX |  |  | RFID EXCITER | [23 empty] | RFID EXCITER | 2025-02-24 |  | 3 | 2025-05-19 | [21 empty] | 0 | [18 empty] | 0 |  | 0 | [24 empty] | 0
7197538 | U MI CIT | LEVEL 11 | IDF 11-122C | 11-310Z | CORRIDOR | 8 |  | EX |  |  | RFID EXCITER | [23 empty] | RFID EXCITER | 2025-02-24 |  | 3 | 2025-05-19 | [21 empty] | 0 | [18 empty] | 0 |  | 0 | [24 empty] | 0
7197545 | U MI CIT | LEVEL 11 | IDF 11-122C | 11-314 | EQUIPMENT STORAGE | 2 |  | EX |  |  | RFID EXCITER | [23 empty] | RFID EXCITER | 2025-02-24 |  | 3 | 2025-05-19 | [21 empty] | 0 | [18 empty] | 0 |  | 0 | [24 empty] | 0
7197531 | U MI CIT | LEVEL 11 | IDF 11-122C | 11-318 | SOILED UTILITY | 1 |  | EX |  |  | RFID EXCITER | [23 empty] | RFID EXCITER | 2025-02-24 |  | 3 | 2025-05-19 | [21 empty] | 0 | [18 empty] | 0 |  | 0 | [24 empty] | 0
7212112 | U MI CIT | LEVEL 11 | IDF 11-438C | 11-321C | ALCOVE, PATIENT | 2 |  | EX |  |  | RFID EXCITER | [23 empty] | RFID EXCITER | 2025-02-24 |  | 3 | 2025-05-19 | [21 empty] | 0 | [18 empty] | 0 |  | 0 | [24 empty] | 0
7212119 | U MI CIT | LEVEL 11 | IDF 11-438C | 11-348 | SOILED UTILITY | 1 |  | EX |  |  | RFID EXCITER | [23 empty] | RFID EXCITER | 2025-02-24 |  | 3 | 2025-05-19 | [21 empty] | 0 | [18 empty] | 0 |  | 0 | [24 empty] | 0
7212126 | U MI CIT | LEVEL 11 | IDF 11-438C | 11-354 | EQUIPMENT STORAGE | 2 |  | EX |  |  | RFID EXCITER | [23 empty] | RFID EXCITER | 2025-02-24 |  | 3 | 2025-05-19 | [21 empty] | 0 | [18 empty] | 0 |  | 0 | [24 empty] | 0
7212147 | U MI CIT | LEVEL 11 | IDF 11-438C | 11-412 | EQUIPMENT STORAGE | 2 |  | EX |  |  | RFID EXCITER | [23 empty] | RFID EXCITER | 2025-02-24 |  | 3 | 2025-05-19 | [21 empty] | 0 | [18 empty] | 0 |  | 0 | [24 empty] | 0
7212091 | U MI CIT | LEVEL 11 | IDF 11-438C | 11-418 | SOILED UTILITY | 1 |  | EX |  |  | RFID EXCITER | [23 empty] | RFID EXCITER | 2025-02-24 |  | 3 | 2025-05-19 | [21 empty] | 0 | [18 empty] | 0 |  | 0 | [24 empty] | 0
7212140 | U MI CIT | LEVEL 11 | IDF 11-438C | 11-420Z | CORRIDOR | 1 |  | EX |  |  | RFID EXCITER | [23 empty] | RFID EXCITER | 2025-02-24 |  | 3 | 2025-05-19 | [21 empty] | 0 | [18 empty] | 0 |  | 0 | [24 empty] | 0
7212154 | U MI CIT | LEVEL 11 | IDF 11-438C | 11-510Z | CORRIDOR | 8 |  | EX |  |  | RFID EXCITER | [23 empty] | RFID EXCITER | 2025-02-24 |  | 3 | 2025-05-19 | [21 empty] | 0 | [18 empty] | 0 |  | 0 | [24 empty] | 0
10844712 | U MI CIT | LEVEL 11 | IDF 11-334C | 11-530Z | CORRIDOR | 2 |  | EX |  |  | RFID EXCITER | [23 empty] | RFID EXCITER | 2025-02-24 |  | 3 | 2025-05-19 | [21 empty] | 0 | [18 empty] | 0 |  | 0 | [24 empty] | 0
7212098 | U MI CIT | LEVEL 11 | IDF 11-334C | 11-530Z | CORRIDOR | 4 |  | EX |  |  | RFID EXCITER | [23 empty] | RFID EXCITER | 2025-02-24 |  | 3 | 2025-05-19 | [21 empty] | 0 | [18 empty] | 0 |  | 0 | [24 empty] | 0
7200377 | U MI CIT | LEVEL 12 | IDF 12-122C | 12-110Z | CORRIDOR | 5 |  | EX |  |  | RFID EXCITER | [23 empty] | RFID EXCITER | 2025-02-24 | [24 empty] | 0 | [18 empty] | 0 |  | 0 | [24 empty] | 0
7200349 | U MI CIT | LEVEL 12 | IDF 12-334C | 12-112 | SOILED UTILITY | 1 |  | EX |  |  | RFID EXCITER | [23 empty] | RFID EXCITER | 2025-02-24 | [24 empty] | 0 | [18 empty] | 0 |  | 0 | [24 empty] | 0
7200363 | U MI CIT | LEVEL 12 | IDF 12-122C | 12-120Z | CORRIDOR | 2 |  | EX |  |  | RFID EXCITER | [23 empty] | RFID EXCITER | 2025-02-24 | [24 empty] | 0 | [18 empty] | 0 |  | 0 | [24 empty] | 0
10830850 | U MI CIT | LEVEL 12 | IDF 12-122C | 12-120Z | CORRIDOR | 3 |  | EX |  |  | RFID EXCITER | [23 empty] | RFID EXCITER | 2025-02-24 | [24 empty] | 0 | [18 empty] | 0 |  | 0 | [24 empty] | 0
7200356 | U MI CIT | LEVEL 12 | IDF 12-334C | 12-130V | VESTIBULE | 2 |  | EX |  |  | RFID EXCITER | [23 empty] | WIRED SPARE | 2025-02-24 | [24 empty] | 0 | [18 empty] | 0 |  | 0 | [24 empty] | 0
7200370 | U MI CIT | LEVEL 12 | IDF 12-122C | 12-204 | EQUIPMENT STORAGE | 3 |  | EX |  |  | RFID EXCITER | [23 empty] | RFID EXCITER | 2025-02-24 | [24 empty] | 0 | [18 empty] | 0 |  | 0 | [24 empty] | 0
7200419 | U MI CIT | LEVEL 12 | IDF 12-122C | 12-220Z | CORRIDOR | 1 |  | EX |  |  | RFID EXCITER | [23 empty] | RFID EXCITER | 2025-02-24 | [24 empty] | 0 | [18 empty] | 0 |  | 0 | [24 empty] | 0
7200398 | U MI CIT | LEVEL 12 | IDF 12-122C | 12-310Z | CORRIDOR | 7 |  | EX |  |  | RFID EXCITER | [23 empty] | RFID EXCITER | 2025-02-24 | [24 empty] | 0 | [18 empty] | 0 |  | 0 | [24 empty] | 0
7200405 | U MI CIT | LEVEL 12 | IDF 12-122C | 12-314 | EQUIPMENT STORAGE | 2 |  | EX |  |  | RFID EXCITER | [23 empty] | RFID EXCITER | 2025-02-24 | [24 empty] | 0 | [18 empty] | 0 |  | 0 | [24 empty] | 0
7200391 | U MI CIT | LEVEL 12 | IDF 12-122C | 12-318 | SOILED UTILITY | 1 |  | EX |  |  | RFID EXCITER | [23 empty] | RFID EXCITER | 2025-02-24 | [24 empty] | 0 | [18 empty] | 0 |  | 0 | [24 empty] | 0
7212183 | U MI CIT | LEVEL 12 | IDF 12-438C | 12-320Z | CORRIDOR | 5 |  | EX |  |  | RFID EXCITER | [23 empty] | RFID EXCITER | 2025-02-24 | [24 empty] | 0 | [18 empty] | 0 |  | 0 | [24 empty] | 0
7212190 | U MI CIT | LEVEL 12 | IDF 12-438C | 12-348 | SOILED UTILITY | 1 |  | EX |  |  | RFID EXCITER | [23 empty] | RFID EXCITER | 2025-02-24 | [24 empty] | 0 | [18 empty] | 0 |  | 0 | [24 empty] | 0
7212197 | U MI CIT | LEVEL 12 | IDF 12-438C | 12-354 | EQUIPMENT STORAGE | 3 |  | EX |  |  | RFID EXCITER | [23 empty] | RFID EXCITER | 2025-02-24 | [24 empty] | 0 | [18 empty] | 0 |  | 0 | [24 empty] | 0
7212218 | U MI CIT | LEVEL 12 | IDF 12-438C | 12-412 | EQUIPMENT STORAGE | 2 |  | EX |  |  | RFID EXCITER | [23 empty] | RFID EXCITER | 2025-02-24 | [24 empty] | 0 | [18 empty] | 0 |  | 0 | [24 empty] | 0
7212162 | U MI CIT | LEVEL 12 | IDF 12-438C | 12-418 | SOILED UTILITY | 1 |  | EX |  |  | RFID EXCITER | [23 empty] | RFID EXCITER | 2025-02-24 | [24 empty] | 0 | [18 empty] | 0 |  | 0 | [24 empty] | 0
7212211 | U MI CIT | LEVEL 12 | IDF 12-438C | 12-420Z | CORRIDOR | 2 |  | EX |  |  | RFID EXCITER | [23 empty] | RFID EXCITER | 2025-02-24 | [24 empty] | 0 | [18 empty] | 0 |  | 0 | [24 empty] | 0
7212225 | U MI CIT | LEVEL 12 | IDF 12-438C | 12-510Z | CORRIDOR | 8 |  | EX |  |  | RFID EXCITER | [23 empty] | RFID EXCITER | 2025-02-24 | [24 empty] | 0 | [18 empty] | 0 |  | 0 | [24 empty] | 0
7212169 | U MI CIT | LEVEL 12 | IDF 12-334C | 12-530Z | CORRIDOR | 2 |  | EX |  |  | RFID EXCITER | [23 empty] | RFID EXCITER | 2025-02-24 | [24 empty] | 0 | [18 empty] | 0 |  | 0 | [24 empty] | 0
10836174 | U MI CIT | LEVEL 12 | IDF 12-334C | 12-530Z | CORRIDOR | 3 |  | EX |  |  | RFID EXCITER | [23 empty] | RFID EXCITER | 2025-02-24 | [24 empty] | 0 | [18 empty] | 0 |  | 0 | [24 empty] | 0
5516451 | U MI CIT | LEVEL 2A | MDF 2A-338C | 2A-035Z | CORRIDOR | 1 |  | EX |  | R5-B-16 | RFID EXCITER |  |  | R6-B-05 |  |  |  | R6-B-03 |  |  |  | R6-F-13 |  |  |  | R6-F-14 |  |  |  | R6-F-15 |  |  |  |  | RFID EXCITER | 2025-02-24 |  | 0 | [22 empty] | 0 | [18 empty] | 0 |  | 0 | [24 empty] | 0
7192644 | U MI CIT | LEVEL 2A | MDF 2A-338C | 2A-113 | RECEIVING DOCK | 12 |  | EX |  | R5-B-16 | RFID EXCITER |  |  | R6-B-05 |  |  |  | R6-B-03 |  |  |  | R6-F-13 |  |  |  | R6-F-14 |  |  |  | R6-F-15 |  |  |  |  | SUPPLY CHAIN - EVS | 2025-02-24 |  | 7 |  | N | [20 empty] | 0 | [18 empty] | 0 |  | 0 | [24 empty] | 0 | [11 empty] | and strobe/sounder | updated room # from 2A-117 to 2A-113 to match drawings
7192749 | U MI CIT | LEVEL 2A | MDF 2A-338C | 2A-130Z | CORRIDOR | 6 |  | EX |  | R5-B-16 | RFID EXCITER |  |  | R6-B-05 |  |  |  | R6-B-03 |  |  |  | R6-F-13 |  |  |  | R6-F-14 |  |  |  | R6-F-15 |  |  |  |  | RFID EXCITER | 2025-02-24 |  | 0 | [22 empty] | 0 | [18 empty] | 0 |  | 0 | [24 empty] | 0
7192683 | U MI CIT | LEVEL 2A | MDF 2A-338C | 2A-214 | PATIENT EQUIPMENT STORAGE | 7 |  | EX |  | R5-B-16 | RFID EXCITER |  |  | R6-B-05 |  |  |  | R6-B-03 |  |  |  | R6-F-13 |  |  |  | R6-F-14 |  |  |  | R6-F-15 |  |  |  |  | Patient Equipment | 2025-02-24 |  | 4 |  | N | [20 empty] | 0 | [18 empty] | 0 |  | 0 | [24 empty] | 0
10824569 | U MI CIT | LEVEL 2A | MDF 2A-338C | 2A-219 | MATERIAL SERVICES CENTER | 11 |  | EX |  | R5-B-16 | RFID EXCITER |  |  | R6-B-05 |  |  |  | R6-B-03 |  |  |  | R6-F-13 |  |  |  | R6-F-14 |  |  |  | R6-F-15 |  |  |  |  | RFID EXCITER | 2025-02-24 | [24 empty] | 0 | [18 empty] | 0 |  | 0 | [24 empty] | 0 | [11 empty] | Room Name should be CORRIDOR
10824160 | U MI CIT | LEVEL 2A | MDF 2A-338C | 2A-338C | IDF | 2 |  | EX |  | R5-B-16 | RFID EXCITER |  |  | R6-B-05 |  |  |  | R6-B-03 |  |  |  | R6-F-13 |  |  |  | R6-F-14 |  |  |  | R6-F-15 |  |  |  |  | RFID EXCITER | 2025-02-24 | [24 empty] | 0 | [18 empty] | 0 |  | 0 | [24 empty] | 0
7192836 | U MI CIT | LEVEL 3 | IDF 3-304C | 3-001 | LOBBY | 8 |  | EX |  |  | RFID EXCITER | [23 empty] | RFID EXCITER | 2025-02-24 | [24 empty] | 0 | [18 empty] | 0 |  | 0 | [24 empty] | 0
7192086 | U MI CIT | LEVEL 3 | IDF 3-122C | 3-004.1X | VESTIBULE | 2 |  | EX |  |  | RFID EXCITER | [23 empty] | WIRED SPARE | 2025-02-24 | [24 empty] | 0 | [18 empty] | 0 |  | 0 | [24 empty] | 0
7192115 | U MI CIT | LEVEL 3 | IDF 3-122C | 3-120Z | CORRIDOR | 5 |  | EX |  |  | RFID EXCITER | [23 empty] | WIRED SPARE | 2025-02-24 | [24 empty] | 0 | [18 empty] | 0 |  | 0 | [24 empty] | 0
10829338 | U MI CIT | LEVEL 3 | IDF 3-122C | 3-146 | READING ROOM | 2 |  | EX |  |  | RFID EXCITER | [23 empty] | RFID EXCITER | 2025-02-24 | [24 empty] | 0 | [18 empty] | 0 |  | 0 | [24 empty] | 0
7192947 | U MI CIT | LEVEL 3 | IDF 3-304C | 3-155Z | CORRIDOR | 3 |  | EX |  |  | RFID EXCITER | [23 empty] | RFID EXCITER | 2025-02-24 | [24 empty] | 0 | [18 empty] | 0 |  | 0 | [24 empty] | 0 | [11 empty] | Corridor 3-158Z or proximity
10827755 | U MI CIT | LEVEL 3 | IDF 3-304C | 3-155Z | CORRIDOR | 6 |  | EX |  |  | RFID EXCITER | [23 empty] | RFID EXCITER | 2025-02-24 | [24 empty] | 0 | [18 empty] | 0 |  | 0 | [24 empty] | 0 | [11 empty] | Corridor 3-158Z or proximity
7193478 | U MI CIT | LEVEL 3 | IDF 3-122C | 3-202 | IR EQUIPMENT ROOM | 1 |  | EX |  |  | RFID EXCITER | [23 empty] | RFID EXCITER | 2025-02-24 | [24 empty] | 0 | [18 empty] | 0 |  | 0 | [24 empty] | 0
10829409 | U MI CIT | LEVEL 3 | IDF 3-238C | 3-205Z | CORRIDOR | 6 |  | EX |  |  | RFID EXCITER | [23 empty] | RFID EXCITER | 2025-02-24 | [24 empty] | 0 | [18 empty] | 0 |  | 0 | [24 empty] | 0
7193274 | U MI CIT | LEVEL 3 | IDF 3-122C | 3-214 | SOILED UTILITY | 1 |  | EX |  |  | RFID EXCITER | [23 empty] | RFID EXCITER | 2025-02-24 | [24 empty] | 0 | [18 empty] | 0 |  | 0 | [24 empty] | 0
7193365 | U MI CIT | LEVEL 3 | IDF 3-122C | 3-216 | EQUIPMENT STORAGE | 2 |  | EX |  |  | RFID EXCITER | [23 empty] | WIRED SPARE | 2025-02-24 | [24 empty] | 0 | [18 empty] | 0 |  | 0 | [24 empty] | 0
7193130 | U MI CIT | LEVEL 3 | IDF 3-238C | 3-220Z | CORRIDOR | 1 |  | EX |  |  | RFID EXCITER | [23 empty] | RFID EXCITER | 2025-02-24 | [24 empty] | 0 | [18 empty] | 0 |  | 0 | [24 empty] | 0
7193176 | U MI CIT | LEVEL 3 | IDF 3-238C | 3-220Z | CORRIDOR | 2 |  | EX |  |  | RFID EXCITER | [23 empty] | RFID EXCITER | 2025-02-24 | [24 empty] | 0 | [18 empty] | 0 |  | 0 | [24 empty] | 0
7192986 | U MI CIT | LEVEL 3 | IDF 3-238C | 3-222 | PREP/RECOVERY SUITE | 5 |  | EX |  |  | RFID EXCITER | [23 empty] | RFID EXCITER | 2025-02-24 | [24 empty] | 0 | [18 empty] | 0 |  | 0 | [24 empty] | 0
10828508 | U MI CIT | LEVEL 3 | IDF 3-238C | 3-222 | PREP/RECOVERY SUITE | 7 |  | EX |  |  | RFID EXCITER | [23 empty] | RFID EXCITER | 2025-02-24 | [24 empty] | 0 | [18 empty] | 0 |  | 0 | [24 empty] | 0
7193054 | U MI CIT | LEVEL 3 | IDF 3-238C | 3-222F | SOILED UTILITY | 1 |  | EX |  |  | RFID EXCITER | [23 empty] | RFID EXCITER | 2025-02-24 | [24 empty] | 0 | [18 empty] | 0 |  | 0 | [24 empty] | 0
7192931 | U MI CIT | LEVEL 3 | IDF 3-304C | 3-436 | DIALYSIS EQUIPMENT/PROCESSING | 5 |  | EX |  |  | RFID EXCITER | [23 empty] | RFID EXCITER | 2025-02-24 | [24 empty] | 0 | [18 empty] | 0 |  | 0 | [24 empty] | 0
7194005 | U MI CIT | LEVEL 4 | IDF 4-122C | 4-104 | EQUIPMENT STORAGE | 5 |  | EX |  |  | RFID EXCITER | [23 empty] | RFID EXCITER | 2025-02-24 | [24 empty] | 0 | [18 empty] | 0 |  | 0 | [24 empty] | 0
7194033 | U MI CIT | LEVEL 4 | IDF 4-122C | 4-118 | SOILED UTILITY | 1 |  | EX |  |  | RFID EXCITER | [23 empty] | RFID EXCITER | 2025-02-24 | [24 empty] | 0 | [18 empty] | 0 |  | 0 | [24 empty] | 0
7193913 | U MI CIT | LEVEL 4 | IDF 4-122C | 4-120 | AISLE | 4 |  | EX |  |  | RFID EXCITER | [23 empty] | RFID EXCITER | 2025-02-24 | [24 empty] | 0 | [18 empty] | 0 |  | 0 | [24 empty] | 0
7193744 | U MI CIT | LEVEL 4 | IDF 4-122C | 4-205Z | AISLE | 3 |  | EX |  |  | RFID EXCITER | [23 empty] | RFID EXCITER | 2025-02-24 | [24 empty] | 0 | [18 empty] | 0 |  | 0 | [24 empty] | 0
7193810 | U MI CIT | LEVEL 4 | IDF 4-122C | 4-210Z | CORRIDOR | 2 |  | EX |  |  | RFID EXCITER | [23 empty] | RFID EXCITER | 2025-02-24 | [24 empty] | 0 | [18 empty] | 0 |  | 0 | [24 empty] | 0
7194107 | U MI CIT | LEVEL 4 | IDF 4-122C | 4-210Z | CORRIDOR | 3 |  | EX |  |  | RFID EXCITER | [23 empty] | RFID EXCITER | 2025-02-24 | [24 empty] | 0 | [18 empty] | 0 |  | 0 | [24 empty] | 0
7193702 | U MI CIT | LEVEL 4 | IDF 4-122C | 4-268 | SOILED UTILITY | 1 |  | EX |  |  | RFID EXCITER | [23 empty] | RFID EXCITER | 2025-02-24 | [24 empty] | 0 | [18 empty] | 0 |  | 0 | [24 empty] | 0
7193854 | U MI CIT | LEVEL 4 | IDF 4-122C | 4-272 | EQUIPMENT STORAGE | 5 |  | EX |  |  | RFID EXCITER | [23 empty] | RFID EXCITER | 2025-02-24 | [24 empty] | 0 | [18 empty] | 0 |  | 0 | [24 empty] | 0
7194642 | U MI CIT | LEVEL 5 | IDF 5-122C | 5-104 | SOILED UTILITY | 1 |  | EX |  |  | RFID EXCITER | [23 empty] | RFID EXCITER | 2025-02-24 | [24 empty] | 0 | [18 empty] | 0 |  | 0 | [24 empty] | 0
7194708 | U MI CIT | LEVEL 5 | IDF 5-122C | 5-106 | NURSES STATION | 6 |  | EX |  |  | RFID EXCITER | [23 empty] | RFID EXCITER | 2025-02-24 | [24 empty] | 0 | [18 empty] | 0 |  | 0 | [24 empty] | 0
7194368 | U MI CIT | LEVEL 5 | IDF 5-122C | 5-120Z | CORRIDOR | 2 |  | EX |  |  | RFID EXCITER | [23 empty] | RFID EXCITER | 2025-02-24 | [24 empty] | 0 | [18 empty] | 0 |  | 0 | [24 empty] | 0
7194276 | U MI CIT | LEVEL 5 | IDF 5-122C | 5-124 | SOILED EQUIPMENT HOLDING | 1 |  | EX |  |  | RFID EXCITER | [23 empty] | RFID EXCITER | 2025-02-24 | [24 empty] | 0 | [18 empty] | 0 |  | 0 | [24 empty] | 0
7194454 | U MI CIT | LEVEL 5 | IDF 5-122C | 5-126 | EQUIPMENT STORAGE | 4 |  | EX |  |  | RFID EXCITER | [23 empty] | RFID EXCITER | 2025-02-24 | [24 empty] | 0 | [18 empty] | 0 |  | 0 | [24 empty] | 0
7194584 | U MI CIT | LEVEL 5 | IDF 5-122C | 5-128 | EQUIPMENT STORAGE | 5 |  | EX |  |  | RFID EXCITER | [23 empty] | RFID EXCITER | 2025-02-24 | [24 empty] | 0 | [18 empty] | 0 |  | 0 | [24 empty] | 0
10870558 | U MI CIT | LEVEL 5 | IDF 5-122C | 5-130Z | CORRIDOR | 2 |  | EX |  |  | RFID EXCITER | [23 empty] | RFID EXCITER | 2025-02-24 | [24 empty] | 0 | [18 empty] | 0 |  | 0 | [24 empty] | 0
7194209 | U MI CIT | LEVEL 5 | IDF 5-122C | 5-240Z | CORRIDOR | 2 |  | EX |  |  | RFID EXCITER | [23 empty] | RFID EXCITER | 2025-02-24 | [24 empty] | 0 | [18 empty] | 0 |  | 0 | [24 empty] | 0
7194171 | U MI CIT | LEVEL 5 | IDF 5-238C | 5-252 | SOILED UTILITY | 1 |  | EX |  |  | RFID EXCITER | [23 empty] | RFID EXCITER | 2025-02-24 | [24 empty] | 0 | [18 empty] | 0 |  | 0 | [24 empty] | 0
7194808 | U MI CIT | LEVEL 6 | IDF 6-304C | 6-400Z | CORRIDOR | 4 |  | EX |  |  | RFID EXCITER | [23 empty] | RFID EXCITER | 2025-02-24 | [24 empty] | 0 | [18 empty] | 0 |  | 0 | [24 empty] | 0
7194917 | U MI CIT | LEVEL 6 | IDF 6-304C | 6-400Z | CORRIDOR | 6 |  | EX |  |  | RFID EXCITER | [23 empty] | RFID EXCITER | 2025-02-24 | [24 empty] | 0 | [18 empty] | 0 |  | 0 | [24 empty] | 0
7194869 | U MI CIT | LEVEL 6 | IDF 6-304C | 6-405 | SOILED UTILITY | 1 |  | EX |  |  | RFID EXCITER | [23 empty] | RFID EXCITER | 2025-02-24 | [24 empty] | 0 | [18 empty] | 0 |  | 0 | [24 empty] | 0
7194772 | U MI CIT | LEVEL 6 | IDF 6-304C | 6-417 | EQUIPMENT STORAGE | 2 |  | EX |  |  | RFID EXCITER | [23 empty] | RFID EXCITER | 2025-02-24 | [24 empty] | 0 | [18 empty] | 0 |  | 0 | [24 empty] | 0
7194972 | U MI CIT | LEVEL 7 | IDF 7-238C | 7-000Z | PATIENT TRANSPORT STAFF | 2 |  | EX |  |  | RFID EXCITER | [23 empty] | RFID EXCITER | 2025-02-24 | [24 empty] | 0 | [18 empty] | 0 |  | 0 | [24 empty] | 0
7195324 | U MI CIT | LEVEL 7 | IDF 7-122C | 7-100Z | SERVICE ELEVATOR LOBBY | 2 |  | EX |  |  | RFID EXCITER | [23 empty] | RFID EXCITER | 2025-02-24 | [24 empty] | 0 | [18 empty] | 0 |  | 0 | [24 empty] | 0
7195260 | U MI CIT | LEVEL 7 | IDF 7-122C | 7-101 | RECEIVING/ STAGING AREA | 18 |  | EX |  |  | RFID EXCITER | [23 empty] | RFID EXCITER | 2025-02-24 | [24 empty] | 0 | [18 empty] | 0 |  | 0 | [24 empty] | 0
10879460 | U MI CIT | LEVEL 7 | IDF 7-122C | 7-101F | BED REPAIR | 6 |  | EX |  |  | RFID EXCITER | [23 empty] | RFID EXCITER | 2025-02-24 | [24 empty] | 0 | [18 empty] | 0 |  | 0 | [24 empty] | 0
5516581 | U MI CIT | LEVEL 7 | IDF 7-122C | 7-105 | BED STORAGE | 5 |  | EX |  |  | RFID EXCITER | [23 empty] | RFID EXCITER | 2025-02-24 | [24 empty] | 0 | [18 empty] | 0 |  | 0 | [24 empty] | 0
10879445 | U MI CIT | LEVEL 7 | IDF 7-122C | 7-105 | BED STORAGE | 8 |  | EX |  |  | RFID EXCITER | [23 empty] | RFID EXCITER | 2025-02-24 | [24 empty] | 0 | [18 empty] | 0 |  | 0 | [24 empty] | 0
7195020 | U MI CIT | LEVEL 7 | IDF 7-304C | 7-110Z | CORRIDOR | 6 |  | EX |  |  | RFID EXCITER | [23 empty] | RFID EXCITER | 2025-02-24 | [24 empty] | 0 | [18 empty] | 0 |  | 0 | [24 empty] | 0
7195214 | U MI CIT | LEVEL 7 | IDF 7-122C | 7-111Z | CORRIDOR | 1 |  | EX |  |  | RFID EXCITER | [23 empty] | RFID EXCITER | 2025-02-24 | [24 empty] | 0 | [18 empty] | 0 |  | 0 | [24 empty] | 0
10879377 | U MI CIT | LEVEL 7 | IDF 7-122C | 7-111Z | CORRIDOR | 3 |  | EX |  |  | RFID EXCITER | [23 empty] | RFID EXCITER | 2025-02-24 | [24 empty] | 0 | [18 empty] | 0 |  | 0 | [24 empty] | 0
7196057 | U MI CIT | LEVEL 8 | IDF 8-122C | 8-110Z | CORRIDOR | 8 |  | EX |  |  | RFID EXCITER | [23 empty] | RFID EXCITER | 2025-02-24 |  | 2A | 2025-04-21 | [21 empty] | 0 | [18 empty] | 0 |  | 0 | [24 empty] | 0
7196155 | U MI CIT | LEVEL 8 | IDF 8-122C | 8-120Z | CORRIDOR | 1 |  | EX |  |  | RFID EXCITER | [23 empty] | RFID EXCITER | 2025-02-24 |  | 2A | 2025-04-21 | [21 empty] | 0 | [18 empty] | 0 |  | 0 | [24 empty] | 0
7196119 | U MI CIT | LEVEL 8 | IDF 8-122C | 8-120Z | CORRIDOR | 2 |  | EX |  |  | RFID EXCITER | [23 empty] | RFID EXCITER | 2025-02-24 |  | 2A | 2025-04-21 | [21 empty] | 0 | [18 empty] | 0 |  | 0 | [24 empty] | 0
10862278 | U MI CIT | LEVEL 8 | IDF 8-122C | 8-120Z | CORRIDOR | 3 |  | EX |  |  | RFID EXCITER | [23 empty] | RFID EXCITER | 2025-02-24 |  | 2A | 2025-04-21 | [21 empty] | 0 | [18 empty] | 0 |  | 0 | [24 empty] | 0
7196023 | U MI CIT | LEVEL 8 | IDF 8-122C | 8-204 | EQUIPMENT STORAGE | 2 |  | EX |  |  | RFID EXCITER | [23 empty] | RFID EXCITER | 2025-02-24 |  | 2A | 2025-04-21 | [21 empty] | 0 | [18 empty] | 0 |  | 0 | [24 empty] | 0
7196481 | U MI CIT | LEVEL 8 | IDF 8-122C | 8-220Z | CORRIDOR | 2 |  | EX |  |  | RFID EXCITER | [23 empty] | RFID EXCITER | 2025-02-24 |  | 2A | 2025-04-21 | [21 empty] | 0 | [18 empty] | 0 |  | 0 | [24 empty] | 0
7196367 | U MI CIT | LEVEL 8 | IDF 8-122C | 8-310Z | CORRIDOR | 9 |  | EX |  |  | RFID EXCITER | [23 empty] | RFID EXCITER | 2025-02-24 |  | 2A | 2025-04-21 | [21 empty] | 0 | [18 empty] | 0 |  | 0 | [24 empty] | 0
7196237 | U MI CIT | LEVEL 8 | IDF 8-122C | 8-314 | EQUIPMENT STORAGE | 2 |  | EX |  |  | RFID EXCITER | [23 empty] | RFID EXCITER | 2025-02-24 |  | 2A | 2025-04-21 | [21 empty] | 0 | [18 empty] | 0 |  | 0 | [24 empty] | 0
7196279 | U MI CIT | LEVEL 8 | IDF 8-122C | 8-318 | SOILED UTILITY | 1 |  | EX |  |  | RFID EXCITER | [23 empty] | RFID EXCITER | 2025-02-24 |  | 2A | 2025-04-21 | [21 empty] | 0 | [18 empty] | 0 |  | 0 | [24 empty] | 0
7195578 | U MI CIT | LEVEL 8 | IDF 8-438C | 8-320Z | CORRIDOR | 2 |  | EX |  |  | RFID EXCITER | [23 empty] | RFID EXCITER | 2025-02-24 |  | 2A | 2025-04-21 | [21 empty] | 0 | [18 empty] | 0 |  | 0 | [24 empty] | 0
7195518 | U MI CIT | LEVEL 8 | IDF 8-438C | 8-320Z | CORRIDOR | 9 |  | EX |  |  | RFID EXCITER | [23 empty] | RFID EXCITER | 2025-02-24 |  | 2A | 2025-04-21 | [21 empty] | 0 | [18 empty] | 0 |  | 0 | [24 empty] | 0
7195640 | U MI CIT | LEVEL 8 | IDF 8-438C | 8-340Z | CORRIDOR | 3 |  | EX |  |  | RFID EXCITER | [23 empty] | RFID EXCITER | 2025-02-24 |  | 2A | 2025-04-21 | [21 empty] | 0 | [18 empty] | 0 |  | 0 | [24 empty] | 0
10866715 | U MI CIT | LEVEL 8 | IDF 8-334C | 8-340Z | CORRIDOR | 5 |  | EX |  |  | RFID EXCITER | [23 empty] | RFID EXCITER | 2025-02-24 |  | 2A | 2025-04-21 | [21 empty] | 0 | [18 empty] | 0 |  | 0 | [24 empty] | 0
7195606 | U MI CIT | LEVEL 8 | IDF 8-438C | 8-348 | SOILED UTILITY | 1 |  | EX |  |  | RFID EXCITER | [23 empty] | RFID EXCITER | 2025-02-24 |  | 2A | 2025-04-21 | [21 empty] | 0 | [18 empty] | 0 |  | 0 | [24 empty] | 0
7195666 | U MI CIT | LEVEL 8 | IDF 8-438C | 8-414 | SOILED UTILITY | 1 |  | EX |  |  | RFID EXCITER | [23 empty] | RFID EXCITER | 2025-02-24 |  | 2A | 2025-04-21 | [21 empty] | 0 | [18 empty] | 0 |  | 0 | [24 empty] | 0
10866942 | U MI CIT | LEVEL 8 | IDF 8-438C | 8-420Z | CORRIDOR | 3 |  | EX |  |  | RFID EXCITER | [23 empty] | RFID EXCITER | 2025-02-24 |  | 2A | 2025-04-21 | [21 empty] | 0 | [18 empty] | 0 |  | 0 | [24 empty] | 0
10867068 | U MI CIT | LEVEL 8 | IDF 8-438C | 8-436 | EQUIPMENT STORAGE | 3 |  | EX |  |  | RFID EXCITER | [23 empty] | RFID EXCITER | 2025-02-24 |  | 2A | 2025-04-21 | [21 empty] | 0 | [18 empty] | 0 |  | 0 | [24 empty] | 0
7195965 | U MI CIT | LEVEL 8 | IDF 8-438C | 8-440Z | CORRIDOR | 3 |  | EX |  |  | RFID EXCITER | [23 empty] | RFID EXCITER | 2025-02-24 |  | 2A | 2025-04-21 | [21 empty] | 0 | [18 empty] | 0 |  | 0 | [24 empty] | 0
10868124 | U MI CIT | LEVEL 8 | IDF 8-438C | 8-440Z | CORRIDOR | 4 |  | EX |  |  | RFID EXCITER | [23 empty] | RFID EXCITER | 2025-02-24 |  | 2A | 2025-04-21 | [21 empty] | 0 | [18 empty] | 0 |  | 0 | [24 empty] | 0
7195909 | U MI CIT | LEVEL 8 | IDF 8-438C | 8-452 | EQUIPMENT STORAGE | 2 |  | EX |  |  | RFID EXCITER | [23 empty] | RFID EXCITER | 2025-02-24 |  | 2A | 2025-04-21 | [21 empty] | 0 | [18 empty] | 0 |  | 0 | [24 empty] | 0
7195832 | U MI CIT | LEVEL 8 | IDF 8-334C | 8-540Z | CORRIDOR | 2 |  | EX |  |  | RFID EXCITER | [23 empty] | RFID EXCITER | 2025-02-24 |  | 2A | 2025-04-21 | [21 empty] | 0 | [18 empty] | 0 |  | 0 | [24 empty] | 0
7197033 | U MI CIT | LEVEL 9 | IDF 9-122C | 9-100Z | CORRIDOR | 1 |  | EX |  |  | RFID EXCITER | [23 empty] | RFID EXCITER | 2025-02-24 |  | 2B | 2025-04-07 | [21 empty] | 0 | [18 empty] | 0 |  | 0 | [24 empty] | 0
5516164 | U MI CIT | LEVEL 9 | IDF 9-334C | 9-112 | SOILED UTILITY | 1 |  | EX |  |  | RFID EXCITER | [23 empty] | RFID EXCITER | 2025-02-24 |  | 2B | 2025-04-07 | [21 empty] | 0 | [18 empty] | 0 |  | 0 | [24 empty] | 0
10855059 | U MI CIT | LEVEL 9 | IDF 9-122C | 9-120Z | CORRIDOR | 2 |  | EX |  |  | RFID EXCITER | [23 empty] | RFID EXCITER | 2025-02-24 |  | 2B | 2025-04-07 | [21 empty] | 0 | [18 empty] | 0 |  | 0 | [24 empty] | 0
10855005 | U MI CIT | LEVEL 9 | IDF 9-122C | 9-120Z | CORRIDOR | 4 |  | EX |  |  | RFID EXCITER | [23 empty] | RFID EXCITER | 2025-02-24 |  | 2B | 2025-04-07 | [21 empty] | 0 | [18 empty] | 0 |  | 0 | [24 empty] | 0
5516336 | U MI CIT | LEVEL 9 | IDF 9-334C | 9-130Z | CORRIDOR | 2 |  | EX |  |  | RFID EXCITER | [23 empty] | WIRED SPARE | 2025-02-24 |  | 2B | 2025-04-07 | [21 empty] | 0 | [18 empty] | 0 |  | 0 | [24 empty] | 0
7197099 | U MI CIT | LEVEL 9 | IDF 9-122C | 9-204 | EQUIPMENT STORAGE | 2 |  | EX |  |  | RFID EXCITER | [23 empty] | RFID EXCITER | 2025-02-24 |  | 2B | 2025-04-07 | [21 empty] | 0 | [18 empty] | 0 |  | 0 | [24 empty] | 0
7197350 | U MI CIT | LEVEL 9 | IDF 9-122C | 9-220Z | CORRIDOR | 1 |  | EX |  |  | RFID EXCITER | [23 empty] | RFID EXCITER | 2025-02-24 |  | 2B | 2025-04-07 | [21 empty] | 0 | [18 empty] | 0 |  | 0 | [24 empty] | 0
7197248 | U MI CIT | LEVEL 9 | IDF 9-122C | 9-310Z | CORRIDOR | 10 |  | EX |  |  | RFID EXCITER | [23 empty] | RFID EXCITER | 2025-02-24 |  | 2B | 2025-04-07 | [21 empty] | 0 | [18 empty] | 0 |  | 0 | [24 empty] | 0
7197298 | U MI CIT | LEVEL 9 | IDF 9-122C | 9-314 | EQUIPMENT STORAGE | 2 |  | EX |  |  | RFID EXCITER | [23 empty] | RFID EXCITER | 2025-02-24 |  | 2B | 2025-04-07 | [21 empty] | 0 | [18 empty] | 0 |  | 0 | [24 empty] | 0
7197224 | U MI CIT | LEVEL 9 | IDF 9-122C | 9-318 | SOILED UTILITY | 1 |  | EX |  |  | RFID EXCITER | [23 empty] | RFID EXCITER | 2025-02-24 |  | 2B | 2025-04-07 | [21 empty] | 0 | [18 empty] | 0 |  | 0 | [24 empty] | 0
7196621 | U MI CIT | LEVEL 9 | IDF 9-438C | 9-320Z | CORRIDOR | 5 |  | EX |  |  | RFID EXCITER | [23 empty] | RFID EXCITER | 2025-02-24 |  | 2B | 2025-04-07 | [21 empty] | 0 | [18 empty] | 0 |  | 0 | [24 empty] | 0
7196657 | U MI CIT | LEVEL 9 | IDF 9-438C | 9-348 | SOILED UTILITY | 1 |  | EX |  |  | RFID EXCITER | [23 empty] | RFID EXCITER | 2025-02-24 |  | 2B | 2025-04-07 | [21 empty] | 0 | [18 empty] | 0 |  | 0 | [24 empty] | 0
7196697 | U MI CIT | LEVEL 9 | IDF 9-438C | 9-354 | EQUIPMENT STORAGE | 3 |  | EX |  |  | RFID EXCITER | [23 empty] | RFID EXCITER | 2025-02-24 |  | 2B | 2025-04-07 | [21 empty] | 0 | [18 empty] | 0 |  | 0 | [24 empty] | 0
7196822 | U MI CIT | LEVEL 9 | IDF 9-438C | 9-412 | EQUIPMENT STORAGE | 3 |  | EX |  |  | RFID EXCITER | [23 empty] | RFID EXCITER | 2025-02-24 |  | 2B | 2025-04-07 | [21 empty] | 0 | [18 empty] | 0 |  | 0 | [24 empty] | 0
5516009 | U MI CIT | LEVEL 9 | IDF 9-438C | 9-418 | SOILED UTILITY | 1 |  | EX |  |  | RFID EXCITER | [23 empty] | RFID EXCITER | 2025-02-24 |  | 2B | 2025-04-07 | [21 empty] | 0 | [18 empty] | 0 |  | 0 | [24 empty] | 0
7196761 | U MI CIT | LEVEL 9 | IDF 9-438C | 9-420Z | CORRIDOR | 3 |  | EX |  |  | RFID EXCITER | [23 empty] | RFID EXCITER | 2025-02-24 |  | 2B | 2025-04-07 | [21 empty] | 0 | [18 empty] | 0 |  | 0 | [24 empty] | 0
7196880 | U MI CIT | LEVEL 9 | IDF 9-438C | 9-510Z | CORRIDOR | 9 |  | EX |  |  | RFID EXCITER | [23 empty] | RFID EXCITER | 2025-02-24 |  | 2B | 2025-04-07 | [21 empty] | 0 | [18 empty] | 0 |  | 0 | [24 empty] | 0
5395891 | U MI CIT | LEVEL 2A | MDF 2A-338C | 2A-101 | KITCHEN | 2 |  | 3 |  | R5-B-16 | TICKET PRINTER |  |  | R6-B-05 | WIRED SPARE |  |  | R6-B-03 | SPARE |  |  | R6-F-13 |  |  |  | R6-F-14 |  |  |  | R6-F-15 |  |  |  |  | PFANS |  |  | 7 | [22 empty] | 0 | [18 empty] | 0 |  | 0 | [24 empty] | 0
5395949 | U MI CIT | LEVEL 2A | MDF 2A-338C | 2A-101 | KITCHEN | 4 |  | 3 |  | R5-B-16 | TICKET PRINTER |  |  | R6-B-05 | WIRED SPARE |  |  | R6-B-03 | SPARE |  |  | R6-F-13 |  |  |  | R6-F-14 |  |  |  | R6-F-15 |  |  |  |  | PFANS |  |  | 7 | [22 empty] | 0 | [18 empty] | 0 |  | 0 | [24 empty] | 0
4381977 | U MI CIT | LEVEL 3 | IDF 3-238C | 3-201 | IR ROOM , VASCULAR/NEURO DIAG | 9 |  | AS |  |  | PHONE |  |  |  | WIRED SPARE |  |  |  | WORKSTATION |  |  |  | PHYSIO MONITOR |  |  |  | PHYSIO MONITOR |  |  |  | CAPSULE |  |  |  | RADIOLOGY-NIR-MR-OR |  | Neuro IR 23 | [19 empty] | WSRD1438 |  |  |  | 0 |  |  |  | 1 |  | 1 | [7 empty] | 1 |  |  |  | 1 | 0 |  | 0 |  | 1 | 1 | [15 empty] | 3 | [5 empty] | 0 | [11 empty] | 10/14/24 ANES ANLG port needed?
7047577 | U MI CIT | LEVEL 6 | IDF 6-122C | 6-010A | RECEPTION | 2 |  | ID |  |  | WORKSTATION |  |  |  | WIRED SPARE | [19 empty] | PERIOP ADMIN | [21 empty] | WSOR0809 |  |  |  | 0 |  |  | 1 |  |  |  |  | 1 | [6 empty] | 2 |  |  | 1 | 0 |  | 0 | [8 empty] | 1 | [15 empty] | 0
4453040 | U MI CIT | LEVEL 6 | IDF 6-238C | 6-303 | STORAGE | 2 |  | 3 |  |  | WORKSTATION |  |  |  | WIRED SPARE | [19 empty] | PERIOP | [25 empty] | 0 | [18 empty] | 0 |  | 0 | [24 empty] | 0
4448751 | U MI CIT | LEVEL 6 | IDF 6-238C | 6-326 | NURSING SERVICE LEADS | 3 |  | 3 |  |  | WORKSTATION |  |  |  | WIRED SPARE | [19 empty] | PERIOP | [25 empty] | 0 | [18 empty] | 0 |  | 0 | [24 empty] | 0
4451118 | U MI CIT | LEVEL 6 | IDF 6-238C | 6-326 | NURSING SERVICE LEADS | 7 |  | 3 |  |  | PRINTER |  |  |  | WIRED SPARE | [19 empty] | PERIOP | [23 empty] | PRT-PAV0604 |  | 0 | [18 empty] | 0 |  | 0 | [10 empty] | 1 | [13 empty] | 0
4437973 | U MI CIT | LEVEL 6 | IDF 6-304C | 6-315K | MRI CONTROL | 7 |  | 3 |  |  | PHONE/WORKSTATION |  |  |  | WIRED SPARE |  |  |  | SPARE | [15 empty] | PAVILION CORE TEAM | 10/1/12024 | [5 empty] | Y | [18 empty] | 0 |  |  | 1 |  |  |  |  | 1 | [5 empty] | 2 |  |  |  | 1 | 0 |  | 0 | [24 empty] | 0 |  |  |  | 8811 | [7 empty] | New DID, CSS 40, no VM
4478293 | U MI CIT | LEVEL 9 | IDF 9-334C | 9-516 | NURSES STATION | 1 |  | 3 |  |  | PHONE/WORKSTATION |  |  |  | PRINTER |  |  |  | LABEL PRINTER | [15 empty] | NURSES STATION | 2024-09-09 |  | 2B | 2025-04-07 |  |  | Y | [14 empty] | DTPV0901 |  | PRT-PAV0910 | PRT-PAV0917 | 0 |  |  | 1 |  |  |  |  | 1 | [5 empty] | 2 |  |  |  | 1 | 0 |  | 0 | [11 empty] | 1 | [9 empty] | 1 |  |  | 0 | 1 |  |  | 8811 | [7 empty] | New DID, CSS 40, no VM
6622569 | U MI CIT | LEVEL 8 | IDF 8-438C | 8-448 | NURSE STATION | 3 |  | 3 |  |  | PHONE/WORKSTATION |  |  |  | PRINTER |  |  |  | LABEL PRINTER | [15 empty] | NURSES STATION | All Floors PPT |  | 2A | 2025-04-21 |  |  | Y | [14 empty] | DTPV0801 |  | PRT-PAV0822 | PRT-PAV0826 | 0 |  |  | 1 |  |  |  |  | 1 | [5 empty] | 2 |  |  |  | 1 | 0 |  | 0 | [11 empty] | 1 | [11 empty] | 1 | 0 | 1 |  |  | 8811 | [7 empty] | New DID, CSS 40, no VM
6622540 | U MI CIT | LEVEL 8 | IDF 8-438C | 8-448 | NURSE STATION | 5 |  | 3 |  |  | PHONE/WORKSTATION |  |  |  | ANLG-RED PHONE |  |  |  | LABEL PRINTER | [15 empty] | NURSES STATION | All Floors PPT |  | 2A | 2025-04-21 |  |  | Y | [14 empty] | WSIU3150 |  | PRT-PAV0827 |  | 0 |  |  |  | 1 | 1 | [12 empty] | 1 | 0 |  | 0 |  |  | 1 | [18 empty] | 1 |  |  | 0 |  |  |  | 8811 |  |  |  | RED PHONE |  |  |  | New DID, CSS 40, no VM; RED PHONE
6993062 | U MI CIT | LEVEL 6 | IDF 6-304C | 6-334 | EQUIPMENT STORAGE | 1 |  | 3 |  |  | WIRED SPARE |  |  |  | WIRED SPARE |  |  |  | WIRED SPARE | [15 empty] | PERIOP SERVICES | LOOK AT THIS - THIS IS THE WRONG ROOM NUMBER | OR 6 | [23 empty] | 0 | [18 empty] | 0 |  | 0 | [24 empty] | 0 | [11 empty] | New DID, CSS 40, no VM
6993076 | U MI CIT | LEVEL 6 | IDF 6-304C | 6-334 | EQUIPMENT STORAGE | 2 |  | 3 |  |  | WIRED SPARE |  |  |  | WIRED SPARE |  |  |  | WIRED SPARE | [15 empty] | PERIOP SERVICES | LOOK AT THIS - THIS IS THE WRONG ROOM NUMBER | OR 6 | [23 empty] | 0 | [18 empty] | 0 |  | 0 | [24 empty] | 0
5107903 | U MI CIT | LEVEL 10 | IDF 10-334C | 10-000Z | PUBLIC ELEVATOR LOBBY | 1 |  | WAP |  |  | WAP |  |  |  | WAP SPARE | [19 empty] | HITS-WAP |  |  | 3 | 2025-05-19 | [21 empty] | 0 | [18 empty] | 0 |  | 0 | [24 empty] | 0
7090277 | U MI CIT | LEVEL 10 | IDF 10-122C | 10-004X | STAIR 3 | 1 |  | CAM |  |  | SECURITY - CAMERA | [23 empty] | DPSS SECURITY CAMERA |  |  | 3 | 2025-05-19 | [21 empty] | 0 | [18 empty] | 0 |  | 0 | [24 empty] | 0
8531190 | U MI CIT | LEVEL 10 | IDF 10-122C | 10-004X | STAIR 3 | 2 |  | WAP |  |  | WAP |  |  |  | WAP SPARE | [19 empty] | HITS-WAP |  |  | 3 | 2025-05-19 | [21 empty] | 0 | [18 empty] | 0 |  | 0 | [24 empty] | 0
5218452 | U MI CIT | LEVEL 10 | IDF 10-438C | 10-005X | STAIR 2 | 1 |  | CAM |  |  | SECURITY - CAMERA | [23 empty] | DPSS SECURITY CAMERA |  |  | 3 | [22 empty] | 0 | [18 empty] | 0 |  | 0 | [24 empty] | 0
7087139 | U MI CIT | LEVEL 10 | IDF 10-334C | 10-006X | STAIR 1 | 1 |  | CAM |  |  | SECURITY - CAMERA | [23 empty] | DPSS SECURITY CAMERA |  |  | 3 | [22 empty] | 0 | [18 empty] | 0 |  | 0 | [24 empty] | 0
7220133 | U MI CIT | LEVEL 1 | IDF 1-005 | 1-000Z | SERVICE ELEVATOR LOBBY | 1 |  | PT |  |  | P-TUBE |  |  |  | WIRED SPARE | [19 empty] | P-TUBE | [25 empty] | 0 | [18 empty] | 0 |  | 0 | [24 empty] | 0
5170902 | U MI CIT | LEVEL 1 | IDF 1-005 | 1-000Z | SERVICE ELEVATOR LOBBY | 2 |  | CAM |  |  | SECURITY - CAMERA | [23 empty] | DPSS SECURITY CAMERA | [25 empty] | 0 | [18 empty] | 0 |  | 0 | [24 empty] | 0
7088304 | U MI CIT | LEVEL 10 | IDF 10-334C | 10-010Z | CORRIDOR | 1 |  | IC |  |  | INTERCOM | [23 empty] | INTERCOM |  |  | 3 | 2025-05-19 | [21 empty] | 0 | [18 empty] | 0 |  | 0 | [24 empty] | 0
7088417 | U MI CIT | LEVEL 10 | IDF 10-334C | 10-010Z | CORRIDOR | 2 |  | CAM |  |  | SECURITY - CAMERA | [23 empty] | DPSS SECURITY CAMERA |  |  | 3 | [22 empty] | 0 | [18 empty] | 0 |  | 0 | [24 empty] | 0
7088836 | U MI CIT | LEVEL 10 | IDF 10-334C | 10-011 | LOUNGE, FAMILY | 1 |  | IC |  |  | INTERCOM | [23 empty] | INTERCOM |  |  | 3 | 2025-05-19 | [21 empty] | 0 | [18 empty] | 0 |  | 0 | [24 empty] | 0
7088889 | U MI CIT | LEVEL 10 | IDF 10-334C | 10-011 | LOUNGE, FAMILY | 2 |  | CAM |  |  | SECURITY - CAMERA | [23 empty] | DPSS SECURITY CAMERA |  |  | 3 | [22 empty] | 0 | [18 empty] | 0 |  | 0 | [24 empty] | 0
5106253 | U MI CIT | LEVEL 10 | IDF 10-334C | 10-011 | LOUNGE, FAMILY | 3 |  | WAP |  |  | WAP |  |  |  | WAP SPARE | [19 empty] | HITS-WAP |  |  | 3 | 2025-05-19 | [21 empty] | 0 | [18 empty] | 0 |  | 0 | [24 empty] | 0
6957982 | U MI CIT | LEVEL 1 | IDF 1-005C | 1-005C | IDF | 1 |  | IC |  |  | INTERCOM | [23 empty] | INTERCOM |  |  | 0 | 2025-02-01 | [21 empty] | 0 | [18 empty] | 0 |  | 0 | [24 empty] | 0
6825956 | U MI CIT | LEVEL 1 | IDF 1-005C | 1-005C | IDF | 2 |  | CAM |  |  | SECURITY - CAMERA | [23 empty] | DPSS SECURITY CAMERA |  |  | 0 | [22 empty] | 0 | [18 empty] | 0 |  | 0 | [24 empty] | 0
8891477 | U MI CIT | LEVEL 1 | IDF 1-005C | 1-005C | IDF | 3 |  | NP |  |  | NURSE CALL-PANEL |  |  |  | NURSE CALL-PANEL | [19 empty] | HITS - EI |  |  | 0 | 2025-02-01 | [21 empty] | 0 | [18 empty] | 0 |  | 0 | [24 empty] | 0
8891582 | U MI CIT | LEVEL 1 | IDF 1-005C | 1-005C | IDF | 4 |  | SP |  |  | SECURITY - PANEL |  |  |  | SECURITY - PANEL |  |  |  | SECURITY - PANEL |  |  |  | SECURITY - PANEL | [11 empty] | SECURITY |  |  | 0 | [22 empty] | 0 | [18 empty] | 0 |  | 0 | [24 empty] | 0
8890727 | U MI CIT | LEVEL 1 | IDF 1-005C | 1-005C | IDF | 5 |  | BAS |  |  | BMS |  |  |  | BMS | [19 empty] | FACILITIES |  |  | 0 | 2025-02-01 | [21 empty] | 0 | [18 empty] | 0 |  | 0 | [24 empty] | 0
5054262 | U MI CIT | LEVEL 1 | IDF 1-005C | 1-005C | IDF | 7 |  | WAP |  |  | WAP |  |  |  | WAP SPARE | [19 empty] | HITS-WAP |  |  | 0 | 2025-02-01 | [21 empty] | 0 | [18 empty] | 0 |  | 0 | [24 empty] | 0
5170487 | U MI CIT | LEVEL 1 | IDF 1-005 | 1-006X | STAIR 1 | 1 |  | CAM |  |  | SECURITY - CAMERA | [23 empty] | DPSS SECURITY CAMERA | [25 empty] | 0 | [18 empty] | 0 |  | 0 | [24 empty] | 0
9058626 | U MI CIT | LEVEL 10 | IDF 10-334C | 10-101 | UNIV PATIENT RM | 8 |  | BAS |  |  | BMS |  |  |  | BMS | [19 empty] | FACILITIES |  | 10-01 | 3 | 2025-05-19 | [21 empty] | 0 | [18 empty] | 0 |  | 0 | [24 empty] | 0
7088673 | U MI CIT | LEVEL 10 | IDF 10-334C | 10-106 | NURSES STATION | 2 |  | IC |  |  | INTERCOM | [23 empty] | INTERCOM |  |  | 3 | 2025-05-19 | [21 empty] | 0 | [18 empty] | 0 |  | 0 | [24 empty] | 0
5106322 | U MI CIT | LEVEL 10 | IDF 10-122C | 10-107 | UNIV PATIENT RM | 8 |  | WAP |  |  | WAP |  |  |  | WAP SPARE | [19 empty] | HITS-WAP |  | 10-04 | 3 | 2025-05-19 | [21 empty] | 0 | [18 empty] | 0 |  | 0 | [24 empty] | 0
7091426 | U MI CIT | LEVEL 10 | IDF 10-122C | 10-110Z | CORRIDOR | 2 |  | CAM |  |  | SECURITY - CAMERA | [23 empty] | DPSS SECURITY CAMERA |  |  | 3 | [22 empty] | 0 | [18 empty] | 0 |  | 0 | [24 empty] | 0
5106581 | U MI CIT | LEVEL 10 | IDF 10-122C | 10-110Z | CORRIDOR | 3 |  | WAP |  |  | WAP |  |  |  | WAP SPARE | [19 empty] | HITS-WAP |  |  | 3 | 2025-05-19 | [21 empty] | 0 | [18 empty] | 0 |  | 0 | [24 empty] | 0
9058655 | U MI CIT | LEVEL 10 | IDF 10-122C | 10-110Z | CORRIDOR | 5 |  | BAS |  |  | BMS |  |  |  | BMS | [19 empty] | FACILITIES |  |  | 3 | 2025-05-19 | [21 empty] | 0 | [18 empty] | 0 |  | 0 | [24 empty] | 0
7091365 | U MI CIT | LEVEL 10 | IDF 10-122C | 10-110Z | CORRIDOR | 8 |  | CAM |  |  | SECURITY - CAMERA | [23 empty] | DPSS SECURITY CAMERA |  |  | 3 | [22 empty] | 0 | [18 empty] | 0 |  | 0 | [24 empty] | 0
5107956 | U MI CIT | LEVEL 10 | IDF 10-334C | 10-110Z | CORRIDOR | 13 |  | WAP |  |  | WAP |  |  |  | WAP SPARE | [19 empty] | HITS-WAP |  |  | 3 | 2025-05-19 | [21 empty] | 0 | [18 empty] | 0 |  | 0 | [24 empty] | 0
7091030 | U MI CIT | LEVEL 10 | IDF 10-122C | 10-110Z | CORRIDOR | 14 |  | CAM |  |  | SECURITY - CAMERA | [23 empty] | DPSS SECURITY CAMERA |  |  | 3 | [22 empty] | 0 | [18 empty] | 0 |  | 0 | [24 empty] | 0
5106947 | U MI CIT | LEVEL 10 | IDF 10-122C | 10-110Z | CORRIDOR | 15 |  | WAP |  |  | WAP |  |  |  | WAP SPARE | [19 empty] | HITS-WAP |  |  | 3 | 2025-05-19 | [21 empty] | 0 | [18 empty] | 0 |  | 0 | [24 empty] | 0
7091964 | U MI CIT | LEVEL 10 | IDF 10-334C | 10-110Z | CORRIDOR | 16 |  | CAM |  |  | SECURITY - CAMERA | [23 empty] | DPSS SECURITY CAMERA |  |  | 3 | [22 empty] | 0 | [18 empty] | 0 |  | 0 | [24 empty] | 0
5106503 | U MI CIT | LEVEL 10 | IDF 10-122C | 10-113 | UNIV PATIENT RM | 8 |  | WAP |  |  | WAP |  |  |  | WAP SPARE | [19 empty] | HITS-WAP |  |  | 3 | 2025-05-19 | [21 empty] | 0 | [18 empty] | 0 |  | 0 | [24 empty] | 0
5108043 | U MI CIT | LEVEL 10 | IDF 10-122C | 10-120Z | CORRIDOR | 1 |  | WAP |  |  | WAP |  |  |  | WAP SPARE | [19 empty] | HITS-WAP |  |  | 3 | 2025-05-19 | [21 empty] | 0 | [18 empty] | 0 |  | 0 | [24 empty] | 0
5108758 | U MI CIT | LEVEL 10 | IDF 10-122C | 10-120Z | CORRIDOR | 4 |  | WAP |  |  | WAP |  |  |  | WAP SPARE | [19 empty] | HITS-WAP |  |  | 3 | 2025-05-19 | [21 empty] | 0 | [18 empty] | 0 |  | 0 | [24 empty] | 0
7092862 | U MI CIT | LEVEL 10 | IDF 10-334C | 10-122C | IDF | 2 |  | CAM |  |  | SECURITY - CAMERA | [23 empty] | DPSS SECURITY CAMERA |  |  | 3 | [22 empty] | 0 | [18 empty] | 0 |  | 0 | [24 empty] | 0
8898726 | U MI CIT | LEVEL 10 | IDF 10-334C | 10-122C | IDF | 3 |  | NP |  |  | NURSE CALL-PANEL |  |  |  | NURSE CALL-PANEL | [19 empty] | HITS - EI |  |  | 0 | 2025-02-01 | [21 empty] | 0 | [18 empty] | 0 |  | 0 | [24 empty] | 0
8898660 | U MI CIT | LEVEL 10 | IDF 10-334C | 10-122C | IDF | 4 |  | SP |  |  | SECURITY - PANEL |  |  |  | SECURITY - PANEL |  |  |  | SECURITY - PANEL | [11 empty] | SECURITY - PANEL |  |  |  | SECURITY |  |  | 3 | [22 empty] | 0 | [18 empty] | 0 |  | 0 | [24 empty] | 0
7029689 | U MI CIT | LEVEL 10 | IDF 10-334C | 10-122C | IDF | 5 |  | BAS |  |  | BMS |  |  |  | BMS | [19 empty] | FACILITIES |  |  | 0 | 2025-02-01 | [21 empty] | 0 | [18 empty] | 0 |  | 0 | [24 empty] | 0
7092733 | U MI CIT | LEVEL 10 | IDF 10-334C | 10-130Z | CORRIDOR | 1 |  | IC |  |  | INTERCOM | [23 empty] | INTERCOM |  |  | 3 | 2025-05-19 | [21 empty] | 0 | [18 empty] | 0 |  | 0 | [24 empty] | 0
9036416 | U MI CIT | LEVEL 10 | IDF 10-334C | 10-130Z | CORRIDOR | 2 |  | BAS |  |  | BMS |  |  |  | BMS | [19 empty] | FACILITIES |  |  | 3 | 2025-05-19 | [21 empty] | 0 | [18 empty] | 0 |  | 0 | [24 empty] | 0
7221087 | U MI CIT | LEVEL 10 | IDF 10-334C | 10-138 | LOGISTICS / DISPOSAL HOLD | 1 |  | PT |  |  | P-TUBE |  |  |  | WIRED SPARE | [19 empty] | P-TUBE |  |  | 3 | 2025-05-19 | [21 empty] | 0 | [18 empty] | 0 |  | 0 | [24 empty] | 0
7092611 | U MI CIT | LEVEL 10 | IDF 10-334C | 10-138 | LOGISTICS / DISPOSAL HOLD | 2 |  | CAM |  |  | SECURITY - CAMERA | [23 empty] | DPSS SECURITY CAMERA |  |  | 3 | [22 empty] | 0 | [18 empty] | 0 |  | 0 | [24 empty] | 0
5108619 | U MI CIT | LEVEL 10 | IDF 10-334C | 10-138 | LOGISTICS / DISPOSAL HOLD | 3 |  | WAP |  |  | WAP |  |  |  | WAP SPARE | [19 empty] | HITS-WAP |  |  | 3 | 2025-05-19 | [21 empty] | 0 | [18 empty] | 0 |  | 0 | [24 empty] | 0
9058528 | U MI CIT | LEVEL 10 | IDF 10-334C | 10-138 | LOGISTICS / DISPOSAL HOLD | 4 |  | BAS |  |  | BMS |  |  |  | BMS | [19 empty] | FACILITIES |  |  | 3 | 2025-05-19 | [21 empty] | 0 | [18 empty] | 0 |  | 0 | [24 empty] | 0
5106668 | U MI CIT | LEVEL 10 | IDF 10-122C | 10-201 | UNIV ISO PATIENT RM | 5 |  | WAP |  |  | WAP |  |  |  | WAP SPARE | [19 empty] | HITS-WAP |  | 10-10 | 3 | 2025-05-19 | [21 empty] | 0 | [18 empty] | 0 |  | 0 | [24 empty] | 0
9058599 | U MI CIT | LEVEL 10 | IDF 10-122C | 10-202 | CLEAN UTILITY | 1 |  | BAS |  |  | BMS |  |  |  | BMS | [19 empty] | FACILITIES |  |  | 3 | 2025-05-19 | [21 empty] | 0 | [18 empty] | 0 |  | 0 | [24 empty] | 0
5106745 | U MI CIT | LEVEL 10 | IDF 10-122C | 10-203 | UNIV PATIENT RM | 6 |  | WAP |  |  | WAP |  |  |  | WAP SPARE | [19 empty] | HITS-WAP |  | 10-11 | 3 | 2025-05-19 | [21 empty] | 0 | [18 empty] | 0 |  | 0 | [24 empty] | 0
5108066 | U MI CIT | LEVEL 10 | IDF 10-122C | 10-206 | TEAM ROOM | 16 |  | WAP |  |  | WAP |  |  |  | WAP SPARE | [19 empty] | HITS-WAP |  |  | 3 | 2025-05-19 | [21 empty] | 0 | [18 empty] | 0 |  | 0 | [24 empty] | 0
5106810 | U MI CIT | LEVEL 10 | IDF 10-122C | 10-207 | UNIV PATIENT RM | 6 |  | WAP |  |  | WAP |  |  |  | WAP SPARE | [19 empty] | HITS-WAP |  | 10-13 | 3 | 2025-05-19 | [21 empty] | 0 | [18 empty] | 0 |  | 0 | [24 empty] | 0
5108801 | U MI CIT | LEVEL 10 | IDF 10-122C | 10-212 | NURSES STATION | 11 |  | WAP |  |  | WAP |  |  |  | WAP SPARE | [19 empty] | HITS-WAP |  |  | 3 | 2025-05-19 | [21 empty] | 0 | [18 empty] | 0 |  | 0 | [24 empty] | 0
5106984 | U MI CIT | LEVEL 10 | IDF 10-122C | 10-213 | CONSULT / DEBRIEF (Respite Room) | 4 | 8-115-09 | WAP |  |  | WAP |  |  |  | WAP SPARE | [19 empty] | HITS-WAP |  |  | 3 | 2025-05-19 | [21 empty] | 0 | [18 empty] | 0 |  | 0 | [24 empty] | 0
9058682 | U MI CIT | LEVEL 10 | IDF 10-122C | 10-213A | CONSULT VESTIBULE | 1 |  | BAS |  |  | BMS |  |  |  | BMS | [19 empty] | FACILITIES |  |  | 3 | 2025-05-19 | [21 empty] | 0 | [18 empty] | 0 |  | 0 | [24 empty] | 0
7091458 | U MI CIT | LEVEL 10 | IDF 10-122C | 10-222 | MED GAS | 1 |  | CAM |  |  | SECURITY - CAMERA | [23 empty] | DPSS SECURITY CAMERA |  |  | 3 | [22 empty] | 0 | [18 empty] | 0 |  | 0 | [24 empty] | 0
9102972 | U MI CIT | LEVEL 10 | IDF 10-122C | 10-236E | ELECTRICAL ROOM | 1 |  | BAS |  |  | BMS |  |  |  | BMS | [19 empty] | FACILITIES |  |  | 3 | 2025-05-19 | [21 empty] | 0 | [18 empty] | 0 |  | 0 | [24 empty] | 0
9103016 | U MI CIT | LEVEL 10 | IDF 10-122C | 10-236E | ELECTRICAL ROOM | 2 |  | BAS |  |  | BMS |  |  |  | BMS | [19 empty] | FACILITIES |  |  | 3 | 2025-05-19 | [21 empty] | 0 | [18 empty] | 0 |  | 0 | [24 empty] | 0
9103128 | U MI CIT | LEVEL 10 | IDF 10-122C | 10-236E | ELECTRICAL ROOM | 3 |  | BAS |  |  | BMS |  |  |  | BMS | [19 empty] | FACILITIES |  |  | 3 | 2025-05-19 | [21 empty] | 0 | [18 empty] | 0 |  | 0 | [24 empty] | 0
9103096 | U MI CIT | LEVEL 10 | IDF 10-122C | 10-236E | ELECTRICAL ROOM | 4 |  | BAS |  |  | BMS |  |  |  | BMS | [19 empty] | FACILITIES |  |  | 3 | 2025-05-19 | [21 empty] | 0 | [18 empty] | 0 |  | 0 | [24 empty] | 0
9103048 | U MI CIT | LEVEL 10 | IDF 10-122C | 10-236E | ELECTRICAL ROOM | 5 |  | BAS |  |  | BMS |  |  |  | BMS | [19 empty] | FACILITIES |  |  | 3 | 2025-05-19 | [21 empty] | 0 | [18 empty] | 0 |  | 0 | [24 empty] | 0
7596626 | U MI CIT | LEVEL 10 | IDF 10-122C | 10-236E | ELECTRICAL ROOM | 6 |  | BAS |  |  | BMS |  |  |  | BMS | [19 empty] | FACILITIES |  |  | 3 | 2025-05-19 | [21 empty] | 0 | [18 empty] | 0 |  | 0 | [24 empty] | 0
5107037 | U MI CIT | LEVEL 10 | IDF 10-122C | 10-305 | UNIV PATIENT RM | 8 |  | WAP |  |  | WAP |  |  |  | WAP SPARE | [19 empty] | HITS-WAP |  | 10-18 | 3 | 2025-05-19 | [21 empty] | 0 | [18 empty] | 0 |  | 0 | [24 empty] | 0
6632884 | U MI CIT | LEVEL 10 | IDF 10-122C | 10-308 | MEDICATION | 4 |  | CAM |  |  | SECURITY - CAMERA | [23 empty] | DPSS SECURITY CAMERA |  |  | 3 | [22 empty] | 0 | [18 empty] | 0 |  | 0 | [24 empty] | 0
5109169 | U MI CIT | LEVEL 10 | IDF 10-334C | 10-310Z | CORRIDOR | 1 |  | WAP |  |  | WAP |  |  |  | WAP SPARE | [19 empty] | HITS-WAP |  |  | 3 | 2025-05-19 | [21 empty] | 0 | [18 empty] | 0 |  | 0 | [24 empty] | 0
9058570 | U MI CIT | LEVEL 10 | IDF 10-334C | 10-310Z | CORRIDOR | 2 |  | BAS |  |  | BMS |  |  |  | BMS | [19 empty] | FACILITIES |  |  | 3 | 2025-05-19 | [21 empty] | 0 | [18 empty] | 0 |  | 0 | [24 empty] | 0
7090665 | U MI CIT | LEVEL 10 | IDF 10-334C | 10-310Z | CORRIDOR | 3 |  | CAM |  |  | SECURITY - CAMERA | [23 empty] | DPSS SECURITY CAMERA |  |  | 3 | [22 empty] | 0 | [18 empty] | 0 |  | 0 | [24 empty] | 0
5107152 | U MI CIT | LEVEL 10 | IDF 10-334C | 10-311 | UNIV PATIENT RM | 8 |  | WAP |  |  | WAP |  |  |  | WAP SPARE | [19 empty] | HITS-WAP |  | 10-21 | 3 | 2025-05-19 | [21 empty] | 0 | [18 empty] | 0 |  | 0 | [24 empty] | 0
5108928 | U MI CIT | LEVEL 10 | IDF 10-122C | 10-312 | NOURISHMENT | 1 |  | WAP |  |  | WAP |  |  |  | WAP SPARE | [19 empty] | HITS-WAP |  |  | 3 | 2025-05-19 | [21 empty] | 0 | [18 empty] | 0 |  | 0 | [24 empty] | 0
7467906 | U MI CIT | LEVEL 10 | IDF 10-122C | 10-314 | EQUIPMENT STORAGE | 1 |  | 3 |  |  | WIRED SPARE |  |  |  | WIRED SPARE |  |  |  | WIRED SPARE | [15 empty] | NURSING |  |  | 3 | 2025-05-19 | [21 empty] | 0 | [18 empty] | 0 |  | 0 | [24 empty] | 0
9036362 | U MI CIT | LEVEL 10 | IDF 10-334C | 10-315 | UNIV PATIENT RM | 2 |  | BAS |  |  | BMS |  |  |  | BMS | [19 empty] | FACILITIES |  | 10-23 | 3 | 2025-05-19 | [21 empty] | 0 | [18 empty] | 0 |  | 0 | [24 empty] | 0
5107251 | U MI CIT | LEVEL 10 | IDF 10-334C | 10-317 | UNIV ISO PATIENT RM | 8 |  | WAP |  |  | WAP |  |  |  | WAP SPARE | [19 empty] | HITS-WAP |  | 10-24 | 3 | 2025-05-19 | [21 empty] | 0 | [18 empty] | 0 |  | 0 | [24 empty] | 0
6630210 | U MI CIT | LEVEL 10 | IDF 10-334C | 10-317A | UNIV ISO ANTE RM | 1 |  | 3 |  |  | WIRED SPARE |  |  |  | WIRED SPARE |  |  |  | WIRED SPARE | [15 empty] | PATIENT ROOM REVIEW |  | 10-24A | 3 | 2025-05-19 | [21 empty] | 0 | [18 empty] | 0 |  | 0 | [24 empty] | 0
9036389 | U MI CIT | LEVEL 10 | IDF 10-334C | 10-319 | UNIV PATIENT RM | 2 |  | BAS |  |  | BMS |  |  |  | BMS | [19 empty] | FACILITIES |  | 10-25 | 3 | 2025-05-19 | [21 empty] | 0 | [18 empty] | 0 |  | 0 | [24 empty] | 0
5107342 | U MI CIT | LEVEL 10 | IDF 10-334C | 10-319 | UNIV PATIENT RM | 8 |  | WAP |  |  | WAP |  |  |  | WAP SPARE | [19 empty] | HITS-WAP |  | 10-25 | 3 | 2025-05-19 | [21 empty] | 0 | [18 empty] | 0 |  | 0 | [24 empty] | 0
9036335 | U MI CIT | LEVEL 10 | IDF 10-438C | 10-320Z | CORRIDOR | 1 |  | BAS |  |  | BMS |  |  |  | BMS | [19 empty] | FACILITIES |  |  | 3 | 2025-05-19 | [21 empty] | 0 | [18 empty] | 0 |  | 0 | [24 empty] | 0
7085997 | U MI CIT | LEVEL 10 | IDF 10-334C | 10-320Z | CORRIDOR | 3 |  | CAM |  |  | SECURITY - CAMERA | [23 empty] | DPSS SECURITY CAMERA |  |  | 3 | [22 empty] | 0 | [18 empty] | 0 |  | 0 | [24 empty] | 0
5109591 | U MI CIT | LEVEL 10 | IDF 10-334C | 10-320Z | CORRIDOR | 4 |  | WAP |  |  | WAP |  |  |  | WAP SPARE | [19 empty] | HITS-WAP |  |  | 3 | 2025-05-19 | [21 empty] | 0 | [18 empty] | 0 |  | 0 | [24 empty] | 0
5107425 | U MI CIT | LEVEL 10 | IDF 10-334C | 10-325 | UNIV PATIENT RM | 8 |  | 3 |  |  | WAP |  |  |  | WAP SPARE | [19 empty] | HITS-WAP |  | 10-28 | 3 | 2025-05-19 | [21 empty] | 0 | [18 empty] | 0 |  | 0 | [24 empty] | 0
5107516 | U MI CIT | LEVEL 10 | IDF 10-438C | 10-331 | UNIV PATIENT RM | 8 |  | WAP |  |  | WAP |  |  |  | WAP SPARE | [19 empty] | HITS-WAP |  | 10-31 | 3 | 2025-05-19 | [21 empty] | 0 | [18 empty] | 0 |  | 0 | [24 empty] | 0
5107579 | U MI CIT | LEVEL 10 | IDF 10-438C | 10-333 | UNIV ISO PATIENT RM ADA | 7 |  | WAP |  |  | WAP |  |  |  | WAP SPARE | [19 empty] | HITS-WAP |  | 10-32 | 3 | 2025-05-19 | [21 empty] | 0 | [18 empty] | 0 |  | 0 | [24 empty] | 0
7029814 | U MI CIT | LEVEL 10 | IDF 10-334C | 10-334C | IDF | 2 |  | BAS |  |  | BMS |  |  |  | BMS | [19 empty] | FACILITIES |  |  | 0 | 2025-02-01 | [21 empty] | 0 | [18 empty] | 0 |  | 0 | [24 empty] | 0
7089479 | U MI CIT | LEVEL 10 | IDF 10-334C | 10-334C | IDF | 1 |  | CAM |  |  | SECURITY - CAMERA | [23 empty] | DPSS SECURITY CAMERA |  |  | 3 | [22 empty] | 0 | [18 empty] | 0 |  | 0 | [24 empty] | 0
8898309 | U MI CIT | LEVEL 10 | IDF 10-334C | 10-334C | IDF | 4 |  | NP |  |  | NURSE CALL-PANEL |  |  |  | NURSE CALL-PANEL | [19 empty] | HITS - EI |  |  | 0 | 2025-02-01 | [21 empty] | 0 | [18 empty] | 0 |  | 0 | [24 empty] | 0
8898273 | U MI CIT | LEVEL 10 | IDF 10-334C | 10-334C | IDF | 3 |  | SP |  |  | SECURITY - PANEL |  |  |  | SECURITY - PANEL |  |  |  | SECURITY - PANEL | [11 empty] | SECURITY - PANEL |  |  |  | SECURITY |  |  | 0 | [22 empty] | 0 | [18 empty] | 0 |  | 0 | [24 empty] | 0
5109400 | U MI CIT | LEVEL 10 | IDF 10-334C | 10-334C | IDF | 5 |  | WAP |  |  | WAP |  |  |  | WAP SPARE | [19 empty] | HITS-WAP |  |  | 0 | 2025-02-01 | [21 empty] | 0 | [18 empty] | 0 |  | 0 | [24 empty] | 0
7086790 | U MI CIT | LEVEL 10 | IDF 10-334C | 10-340Z | CORRIDOR | 1 |  | IC |  |  | INTERCOM | [23 empty] | INTERCOM |  |  | 3 | 2025-05-19 | [21 empty] | 0 | [18 empty] | 0 |  | 0 | [24 empty] | 0
5109927 | U MI CIT | LEVEL 10 | IDF 10-334C | 10-340Z | CORRIDOR | 3 |  | WAP |  |  | WAP |  |  |  | WAP SPARE | [19 empty] | HITS-WAP |  |  | 3 | 2025-05-19 | [21 empty] | 0 | [18 empty] | 0 |  | 0 | [24 empty] | 0
7467801 | U MI CIT | LEVEL 10 | IDF 10-438C | 10-354 | EQUIPMENT STORAGE | 1 |  | 3 |  |  | WIRED SPARE |  |  |  | WIRED SPARE |  |  |  | WIRED SPARE | [15 empty] | NURSING |  |  | 3 | 2025-05-19 | [21 empty] | 0 | [18 empty] | 0 |  | 0 | [24 empty] | 0
5109692 | U MI CIT | LEVEL 10 | IDF 10-438C | 10-354 | EQUIPMENT STORAGE | 3 |  | WAP |  |  | WAP |  |  |  | WAP SPARE | [19 empty] | HITS-WAP |  |  | 3 | 2025-05-19 | [21 empty] | 0 | [18 empty] | 0 |  | 0 | [24 empty] | 0
4843808 | U MI CIT | LEVEL 10 | IDF 10-438C | 10-356 | NOURISHMENT | 1 |  | 3 |  |  | WIRED SPARE |  |  |  | WIRED SPARE |  |  |  | WIRED SPARE | [15 empty] | PAVILION CORE TEAM |  |  | 3 | 2025-05-19 | [21 empty] | 0 | [18 empty] | 0 |  | 0 | [24 empty] | 0
5105624 | U MI CIT | LEVEL 10 | IDF 10-438C | 10-401 | UNIV PATIENT RM | 8 |  | WAP |  |  | WAP |  |  |  | WAP SPARE | [19 empty] | HITS-WAP |  | 10-33 | 3 | 2025-05-19 | [21 empty] | 0 | [18 empty] | 0 |  | 0 | [24 empty] | 0
5108312 | U MI CIT | LEVEL 10 | IDF 10-438C | 10-402 | NURSES STATION | 10 |  | WAP |  |  | WAP |  |  |  | WAP SPARE | [19 empty] | HITS-WAP |  |  | 3 | 2025-05-19 | [21 empty] | 0 | [18 empty] | 0 |  | 0 | [24 empty] | 0
4842830 | U MI CIT | LEVEL 10 | IDF 10-438C | 10-406 | TEAM ROOM | 5 |  | 3 |  |  | AV ROOM EQUIPMENT |  |  |  | AV ROOM EQUIPMENT |  |  |  | WIRED SPARE | [15 empty] | PAVILION CORE TEAM |  |  | 3 | 2025-05-19 | [10 empty] | CDIAVS | HUDDLE | [9 empty] | 0 | [18 empty] | 0 |  | 0 | [24 empty] | 0
4842816 | U MI CIT | LEVEL 10 | IDF 10-438C | 10-406 | TEAM ROOM | 14 |  | 3 |  |  | AV ROOM EQUIPMENT |  |  |  | AV ROOM EQUIPMENT |  |  |  | WIRED SPARE | [15 empty] | PAVILION CORE TEAM |  |  | 3 | 2025-05-19 | [10 empty] | CDIAVS | HUDDLE | [9 empty] | 0 | [18 empty] | 0 |  | 0 | [24 empty] | 0
9029454 | U MI CIT | LEVEL 10 | IDF 10-438C | 10-406 | TEAM ROOM | 16 |  | BAS |  |  | BMS |  |  |  | BMS | [19 empty] | FACILITIES |  |  | 3 | 2025-05-19 | [21 empty] | 0 | [18 empty] | 0 |  | 0 | [24 empty] | 0
5108143 | U MI CIT | LEVEL 10 | IDF 10-438C | 10-406 | TEAM ROOM | 18 |  | WAP |  |  | WAP |  |  |  | WAP SPARE | [19 empty] | HITS-WAP |  |  | 3 | 2025-05-19 | [21 empty] | 0 | [18 empty] | 0 |  | 0 | [24 empty] | 0
5105640 | U MI CIT | LEVEL 10 | IDF 10-438C | 10-407 | UNIV PATIENT RM | 8 |  | WAP |  |  | WAP |  |  |  | WAP SPARE | [19 empty] | HITS-WAP |  | 10-36 | 3 | 2025-05-19 | [21 empty] | 0 | [18 empty] | 0 |  | 0 | [24 empty] | 0
9036306 | U MI CIT | LEVEL 10 | IDF 10-438C | 10-409 | UNIV PATIENT RM | 2 |  | BAS |  |  | BMS |  |  |  | BMS | [19 empty] | FACILITIES |  | 10-37 | 3 | 2025-05-19 | [21 empty] | 0 | [18 empty] | 0 |  | 0 | [24 empty] | 0
5105655 | U MI CIT | LEVEL 10 | IDF 10-438C | 10-413 | UNIV PATIENT RM ADA | 8 |  | WAP |  |  | WAP |  |  |  | WAP SPARE | [19 empty] | HITS-WAP |  | 10-39 | 3 | 2025-05-19 | [21 empty] | 0 | [18 empty] | 0 |  | 0 | [24 empty] | 0
5108369 | U MI CIT | LEVEL 10 | IDF 10-438C | 10-414 | MEDICATION | 4 |  | WAP |  |  | WAP |  |  |  | WAP SPARE | [19 empty] | HITS-WAP |  |  | 3 | 2025-05-19 | [21 empty] | 0 | [18 empty] | 0 |  | 0 | [24 empty] | 0
6630976 | U MI CIT | LEVEL 10 | IDF 10-438C | 10-414 | MEDICATION | 5 |  | CAM |  |  | SECURITY - CAMERA | [23 empty] | DPSS SECURITY CAMERA |  |  | 0 | [22 empty] | 0 | [18 empty] | 0 |  | 0 | [24 empty] | 0
5106033 | U MI CIT | LEVEL 10 | IDF 10-438C | 10-417 | COMMUNAL TEAMING | 7 |  | WAP |  |  | WAP |  |  |  | WAP SPARE | [19 empty] | HITS-WAP |  |  | 3 | 2025-05-19 | [21 empty] | 0 | [18 empty] | 0 |  | 0 | [24 empty] | 0
9102739 | U MI CIT | LEVEL 10 | IDF 10-438C | 10-432E | ELECTRICAL ROOM | 1 |  | BAS |  |  | BMS |  |  |  | BMS | [19 empty] | FACILITIES |  |  | 3 | 2025-05-19 | [21 empty] | 0 | [18 empty] | 0 |  | 0 | [24 empty] | 0
9102673 | U MI CIT | LEVEL 10 | IDF 10-438C | 10-432E | ELECTRICAL ROOM | 2 |  | BAS |  |  | BMS |  |  |  | BMS | [19 empty] | FACILITIES |  |  | 3 | 2025-05-19 | [21 empty] | 0 | [18 empty] | 0 |  | 0 | [24 empty] | 0
9102705 | U MI CIT | LEVEL 10 | IDF 10-438C | 10-432E | ELECTRICAL ROOM | 3 |  | BAS |  |  | BMS |  |  |  | BMS | [19 empty] | FACILITIES |  |  | 3 | 2025-05-19 | [21 empty] | 0 | [18 empty] | 0 |  | 0 | [24 empty] | 0
9102563 | U MI CIT | LEVEL 10 | IDF 10-438C | 10-432E | ELECTRICAL ROOM | 4 |  | BAS |  |  | BMS |  |  |  | BMS | [19 empty] | FACILITIES |  |  | 3 | 2025-05-19 | [21 empty] | 0 | [18 empty] | 0 |  | 0 | [24 empty] | 0
9102639 | U MI CIT | LEVEL 10 | IDF 10-438C | 10-432E | ELECTRICAL ROOM | 5 |  | BAS |  |  | BMS |  |  |  | BMS | [19 empty] | FACILITIES |  |  | 3 | 2025-05-19 | [21 empty] | 0 | [18 empty] | 0 |  | 0 | [24 empty] | 0
7596612 | U MI CIT | LEVEL 10 | IDF 10-438C | 10-432E | ELECTRICAL ROOM | 6 |  | BAS |  |  | BMS |  |  |  | BMS | [19 empty] | FACILITIES |  |  | 3 | 2025-05-19 | [21 empty] | 0 | [18 empty] | 0 |  | 0 | [24 empty] | 0
9036250 | U MI CIT | LEVEL 10 | IDF 10-438C | 10-436 | ON CALL | 2 |  | BAS |  |  | BMS |  |  |  | BMS | [19 empty] | FACILITIES |  |  | 3 | 2025-05-19 | [21 empty] | 0 | [18 empty] | 0 |  | 0 | [24 empty] | 0
8529738 | U MI CIT | LEVEL 10 | IDF 10-438C | 10-436 | ON CALL | 4 |  | WAP |  |  | WAP |  |  |  | WAP SPARE | [19 empty] | HITS-WAP |  |  | 3 | 2025-05-19 | [21 empty] | 0 | [18 empty] | 0 |  | 0 | [24 empty] | 0
7089286 | U MI CIT | LEVEL 10 | IDF 10-438C | 10-438C | IDF | 1 |  | CAM |  |  | SECURITY - CAMERA | [23 empty] | DPSS SECURITY CAMERA |  |  | 0 | [22 empty] | 0 | [18 empty] | 0 |  | 0 | [24 empty] | 0
7030047 | U MI CIT | LEVEL 10 | IDF 10-438C | 10-438C | IDF | 2 |  | BAS |  |  | BMS |  |  |  | BMS | [19 empty] | FACILITIES |  |  | 0 | 2025-02-01 | [21 empty] | 0 | [18 empty] | 0 |  | 0 | [24 empty] | 0
8898510 | U MI CIT | LEVEL 10 | IDF 10-438C | 10-438C | IDF | 3 |  | SP |  |  | SECURITY - PANEL |  |  |  | SECURITY - PANEL |  |  |  | SECURITY - PANEL | [11 empty] | SECURITY - PANEL |  |  |  | SECURITY |  |  | 0 | [22 empty] | 0 | [18 empty] | 0 |  | 0 | [24 empty] | 0
8898531 | U MI CIT | LEVEL 10 | IDF 10-438C | 10-438C | IDF | 4 |  | NP |  |  | NURSE CALL-PANEL |  |  |  | NURSE CALL-PANEL | [19 empty] | HITS - EI |  |  | 0 | 2025-02-01 | [21 empty] | 0 | [18 empty] | 0 |  | 0 | [24 empty] | 0
7087233 | U MI CIT | LEVEL 10 | IDF 10-334C | 10-500Z | FIRE SERV/ PAT. ELEV LOBBY | 2 |  | CAM |  |  | SECURITY - CAMERA | [23 empty] | DPSS SECURITY CAMERA |  |  | 0 | [22 empty] | 0 | [18 empty] | 0 |  | 0 | [24 empty] | 0
9036223 | U MI CIT | LEVEL 10 | IDF 10-438C | 10-503 | UNIV PATIENT RM | 2 |  | BAS |  |  | BMS |  |  |  | BMS | [19 empty] | FACILITIES |  | 10-41 | 3 | 2025-05-19 | [21 empty] | 0 | [18 empty] | 0 |  | 0 | [24 empty] | 0
5106132 | U MI CIT | LEVEL 10 | IDF 10-438C | 10-507 | UNIV PATIENT RM | 8 |  | WAP |  |  | WAP |  |  |  | WAP SPARE | [19 empty] | HITS-WAP |  | 10-43 | 3 | 2025-05-19 | [21 empty] | 0 | [18 empty] | 0 |  | 0 | [24 empty] | 0
7087763 | U MI CIT | LEVEL 10 | IDF 10-334C | 10-510Z | CORRIDOR | 1 |  | IC |  |  | INTERCOM | [23 empty] | INTERCOM |  |  | 3 | 2025-05-19 | [21 empty] | 0 | [18 empty] | 0 |  | 0 | [24 empty] | 0
7087847 | U MI CIT | LEVEL 10 | IDF 10-334C | 10-510Z | CORRIDOR | 6 |  | CAM |  |  | SECURITY - CAMERA | [23 empty] | DPSS SECURITY CAMERA |  |  | 0 | [22 empty] | 0 | [18 empty] | 0 |  | 0 | [24 empty] | 0
5107719 | U MI CIT | LEVEL 10 | IDF 10-438C | 10-510Z | CORRIDOR | 10 |  | WAP |  |  | WAP |  |  |  | WAP SPARE | [19 empty] | HITS-WAP |  |  | 3 | 2025-05-19 | [21 empty] | 0 | [18 empty] | 0 |  | 0 | [24 empty] | 0
5105982 | U MI CIT | LEVEL 10 | IDF 10-438C | 10-510Z | CORRIDOR | 12 |  | WAP |  |  | WAP |  |  |  | WAP SPARE | [19 empty] | HITS-WAP |  |  | 3 | 2025-05-19 | [21 empty] | 0 | [18 empty] | 0 |  | 0 | [24 empty] | 0
7085484 | U MI CIT | LEVEL 10 | IDF 10-438C | 10-510Z | CORRIDOR | 13 |  | CAM |  |  | SECURITY - CAMERA | [23 empty] | DPSS SECURITY CAMERA |  |  | 0 | [22 empty] | 0 | [18 empty] | 0 |  | 0 | [24 empty] | 0
7085735 | U MI CIT | LEVEL 10 | IDF 10-438C | 10-510Z | CORRIDOR | 14 |  | CAM |  |  | SECURITY - CAMERA | [23 empty] | DPSS SECURITY CAMERA |  |  | 0 | [22 empty] | 0 | [18 empty] | 0 |  | 0 | [24 empty] | 0
5109839 | U MI CIT | LEVEL 10 | IDF 10-438C | 10-510Z | CORRIDOR | 17 |  | WAP |  |  | WAP |  |  |  | WAP SPARE | [19 empty] | HITS-WAP |  |  | 3 | 2025-05-19 | [21 empty] | 0 | [18 empty] | 0 |  | 0 | [24 empty] | 0
9036279 | U MI CIT | LEVEL 10 | IDF 10-438C | 10-510Z | CORRIDOR | 18 |  | BAS |  |  | BMS |  |  |  | BMS | [19 empty] | FACILITIES |  |  | 3 | 2025-05-19 | [21 empty] | 0 | [18 empty] | 0 |  | 0 | [24 empty] | 0
7085899 | U MI CIT | LEVEL 10 | IDF 10-438C | 10-510Z | CORRIDOR | 19 |  | CAM |  |  | SECURITY - CAMERA | [23 empty] | DPSS SECURITY CAMERA |  |  | 0 | [22 empty] | 0 | [18 empty] | 0 |  | 0 | [24 empty] | 0
7083316 | U MI CIT | LEVEL 10 | IDF 10-438C | 10-510Z | CORRIDOR | 20 |  | CAM |  |  | SECURITY - CAMERA | [23 empty] | DPSS SECURITY CAMERA |  |  | 0 | [22 empty] | 0 | [18 empty] | 0 |  | 0 | [24 empty] | 0
5106189 | U MI CIT | LEVEL 10 | IDF 10-334C | 10-515 | UNIV PATIENT RM | 8 |  | WAP |  |  | WAP |  |  |  | WAP SPARE | [19 empty] | HITS-WAP |  | 10-47 | 3 | 2025-05-19 | [21 empty] | 0 | [18 empty] | 0 |  | 0 | [24 empty] | 0
7088212 | U MI CIT | LEVEL 10 | IDF 10-334C | 10-516 | NURSES STATION | 5 |  | IC |  |  | INTERCOM | [23 empty] | INTERCOM |  |  | 3 | 2025-05-19 | [21 empty] | 0 | [18 empty] | 0 |  | 0 | [24 empty] | 0
5107844 | U MI CIT | LEVEL 10 | IDF 10-334C | 10-516 | NURSES STATION | 9 |  | WAP |  |  | WAP |  |  |  | WAP SPARE | [19 empty] | HITS-WAP |  |  | 3 | 2025-05-19 | [21 empty] | 0 | [18 empty] | 0 |  | 0 | [24 empty] | 0
7086912 | U MI CIT | LEVEL 10 | IDF 10-334C | 10-520Z | CORRIDOR | 1 |  | CAM |  |  | SECURITY - CAMERA | [23 empty] | DPSS SECURITY CAMERA |  |  | 0 | [22 empty] | 0 | [18 empty] | 0 |  | 0 | [24 empty] | 0
5108512 | U MI CIT | LEVEL 10 | IDF 10-334C | 10-520Z | CORRIDOR | 2 |  | WAP |  |  | WAP |  |  |  | WAP SPARE | [19 empty] | HITS-WAP |  |  | 3 | 2025-05-19 | [21 empty] | 0 | [18 empty] | 0 |  | 0 | [24 empty] | 0
7086997 | U MI CIT | LEVEL 10 | IDF 10-334C | 10-530Z | CORRIDOR | 1 |  | CAM |  |  | SECURITY - CAMERA | [23 empty] | DPSS SECURITY CAMERA |  |  | 0 | [22 empty] | 0 | [18 empty] | 0 |  | 0 | [24 empty] | 0
5113550 | U MI CIT | LEVEL 11 | IDF 11-334C | 11-000Z | PUBLIC ELEVATOR LOBBY | 1 |  | WAP |  |  | WAP |  |  |  | WAP SPARE | [19 empty] | HITS-WAP |  |  | 3 | 2025-05-19 | [21 empty] | 0 | [18 empty] | 0 |  | 0 | [24 empty] | 0
7100674 | U MI CIT | LEVEL 11 | IDF 11-122C | 11-004X | STAIR 3 | 1 |  | CAM |  |  | SECURITY - CAMERA | [23 empty] | DPSS SECURITY CAMERA |  |  | 0 | [22 empty] | 0 | [18 empty] | 0 |  | 0 | [24 empty] | 0
7094934 | U MI CIT | LEVEL 11 | IDF 11-438C | 11-005X | STAIR 2 | 1 |  | CAM |  |  | SECURITY - CAMERA | [23 empty] | DPSS SECURITY CAMERA |  |  | 0 | [22 empty] | 0 | [18 empty] | 0 |  | 0 | [24 empty] | 0
7096954 | U MI CIT | LEVEL 11 | IDF 11-334C | 11-006X | STAIR 1 | 1 |  | CAM |  |  | SECURITY - CAMERA | [23 empty] | DPSS SECURITY CAMERA |  |  | 0 | [22 empty] | 0 | [18 empty] | 0 |  | 0 | [24 empty] | 0
7097464 | U MI CIT | LEVEL 11 | IDF 11-334C | 11-010Z | CORRIDOR | 1 |  | IC |  |  | INTERCOM | [23 empty] | INTERCOM |  |  | 3 | 2025-05-19 | [21 empty] | 0 | [18 empty] | 0 |  | 0 | [24 empty] | 0
7097619 | U MI CIT | LEVEL 11 | IDF 11-334C | 11-010Z | CORRIDOR | 2 |  | CAM |  |  | SECURITY - CAMERA | [23 empty] | DPSS SECURITY CAMERA |  |  | 0 | [22 empty] | 0 | [18 empty] | 0 |  | 0 | [24 empty] | 0
7097684 | U MI CIT | LEVEL 11 | IDF 11-334C | 11-011 | LOUNGE, FAMILY | 1 |  | IC |  |  | INTERCOM | [23 empty] | INTERCOM |  |  | 3 | 2025-05-19 | [21 empty] | 0 | [18 empty] | 0 |  | 0 | [24 empty] | 0
7097801 | U MI CIT | LEVEL 11 | IDF 11-334C | 11-011 | LOUNGE, FAMILY | 2 |  | CAM |  |  | SECURITY - CAMERA | [23 empty] | DPSS SECURITY CAMERA |  |  | 0 | [22 empty] | 0 | [18 empty] | 0 |  | 0 | [24 empty] | 0
5113263 | U MI CIT | LEVEL 11 | IDF 11-334C | 11-011 | LOUNGE, FAMILY | 3 |  | WAP |  |  | WAP |  |  |  | WAP SPARE | [19 empty] | HITS-WAP |  |  | 3 | 2025-05-19 | [21 empty] | 0 | [18 empty] | 0 |  | 0 | [24 empty] | 0
9075579 | U MI CIT | LEVEL 11 | IDF 11-334C | 11-101 | UNIV PATIENT RM | 2 |  | BAS |  |  | BMS |  |  |  | BMS | [19 empty] | FACILITIES |  | 11-01 | 3 | 2025-05-19 | [21 empty] | 0 | [18 empty] | 0 |  | 0 | [24 empty] | 0
5113166 | U MI CIT | LEVEL 11 | IDF 11-122C | 11-105 | UNIV PATIENT RM | 8 |  | WAP |  |  | WAP |  |  |  | WAP SPARE | [19 empty] | HITS-WAP |  | 11-03 | 3 | 2025-05-19 | [21 empty] | 0 | [18 empty] | 0 |  | 0 | [24 empty] | 0
7097855 | U MI CIT | LEVEL 11 | IDF 11-334C | 11-106 | NURSES STATION | 2 |  | IC |  |  | INTERCOM | [23 empty] | INTERCOM |  |  | 3 | 2025-05-19 | [21 empty] | 0 | [18 empty] | 0 |  | 0 | [24 empty] | 0
5112889 | U MI CIT | LEVEL 11 | IDF 11-122C | 11-111 | UNIV PATIENT RM | 8 |  | WAP |  |  | WAP |  |  |  | WAP SPARE | [19 empty] | HITS-WAP |  | 11-06 | 3 | 2025-05-19 | [21 empty] | 0 | [18 empty] | 0 |  | 0 | [24 empty] | 0
5112832 | U MI CIT | LEVEL 11 | IDF 11-122C | 11-117 | UNIV PATIENT RM ADA | 8 |  | WAP |  |  | WAP |  |  |  | WAP SPARE | [19 empty] | HITS-WAP |  | 11-09 | 3 | 2025-05-19 | [21 empty] | 0 | [18 empty] | 0 |  | 0 | [24 empty] | 0
7101549 | U MI CIT | LEVEL 11 | IDF 11-334C | 11-122C | IDF | 2 |  | CAM |  |  | SECURITY - CAMERA | [23 empty] | DPSS SECURITY CAMERA |  |  | 0 | [22 empty] | 0 | [18 empty] | 0 |  | 0 | [24 empty] | 0
8899293 | U MI CIT | LEVEL 11 | IDF 11-334C | 11-122C | IDF | 3 |  | NP |  |  | NURSE CALL-PANEL |  |  |  | NURSE CALL-PANEL | [19 empty] | HITS - EI |  |  | 0 | 2025-02-01 | [21 empty] | 0 | [18 empty] | 0 |  | 0 | [24 empty] | 0
8899237 | U MI CIT | LEVEL 11 | IDF 11-334C | 11-122C | IDF | 4 |  | SP |  |  | SECURITY - PANEL |  |  |  | SECURITY - PANEL |  |  |  | SECURITY - PANEL | [11 empty] | SECURITY - PANEL |  |  |  | SECURITY |  |  | 0 | [22 empty] | 0 | [18 empty] | 0 |  | 0 | [24 empty] | 0
7029050 | U MI CIT | LEVEL 11 | IDF 11-334C | 11-122C | IDF | 5 |  | BAS |  |  | BMS |  |  |  | BMS | [19 empty] | FACILITIES |  |  | 0 | 2025-02-01 | [21 empty] | 0 | [18 empty] | 0 |  | 0 | [24 empty] | 0
5114192 | U MI CIT | LEVEL 11 | IDF 11-334C | 11-128 | STAFF LOUNGE/ LOCKERS | 4 |  | WAP |  |  | WAP |  |  |  | WAP SPARE | [19 empty] | HITS-WAP |  |  | 3 | 2025-05-19 | [21 empty] | 0 | [18 empty] | 0 |  | 0 | [24 empty] | 0
7099686 | U MI CIT | LEVEL 11 | IDF 11-334C | 11-130V | VESTIBULE | 1 |  | IC |  |  | INTERCOM | [23 empty] | INTERCOM |  |  | 3 | 2025-05-19 | [21 empty] | 0 | [18 empty] | 0 |  | 0 | [24 empty] | 0
5111712 | U MI CIT | LEVEL 11 | IDF 11-334C | 11-130V | VESTIBULE | 3 |  | WAP |  |  | WAP |  |  |  | WAP SPARE | [19 empty] | HITS-WAP |  |  | 3 | 2025-05-19 | [21 empty] | 0 | [18 empty] | 0 |  | 0 | [24 empty] | 0
9075711 | U MI CIT | LEVEL 11 | IDF 11-334C | 11-130Z | CORRIDOR | 4 |  | BAS |  |  | BMS |  |  |  | BMS | [19 empty] | FACILITIES |  |  | 3 | 2025-05-19 | [21 empty] | 0 | [18 empty] | 0 |  | 0 | [24 empty] | 0
7221010 | U MI CIT | LEVEL 11 | IDF 11-334C | 11-138 | LOGISTICS / DISPOSAL HOLD | 1 |  | PT |  |  | P-TUBE |  |  |  | WIRED SPARE | [19 empty] | P-TUBE |  |  | 3 | 2025-05-19 | [21 empty] | 0 | [18 empty] | 0 |  | 0 | [24 empty] | 0
5113565 | U MI CIT | LEVEL 11 | IDF 11-334C | 11-138 | LOGISTICS / DISPOSAL HOLD | 2 |  | WAP |  |  | WAP |  |  |  | WAP SPARE | [19 empty] | HITS-WAP |  |  | 3 | 2025-05-19 | [21 empty] | 0 | [18 empty] | 0 |  | 0 | [24 empty] | 0
7101408 | U MI CIT | LEVEL 11 | IDF 11-334C | 11-138 | LOGISTICS / DISPOSAL HOLD | 3 |  | CAM |  |  | SECURITY - CAMERA | [23 empty] | DPSS SECURITY CAMERA |  |  | 0 | [22 empty] | 0 | [18 empty] | 0 |  | 0 | [24 empty] | 0
9075682 | U MI CIT | LEVEL 11 | IDF 11-334C | 11-138 | LOGISTICS / DISPOSAL HOLD | 4 |  | BAS |  |  | BMS |  |  |  | BMS | [19 empty] | FACILITIES |  |  | 3 | 2025-05-19 | [21 empty] | 0 | [18 empty] | 0 |  | 0 | [24 empty] | 0
7100560 | U MI CIT | LEVEL 11 | IDF 11-122C | 11-200Z | CORRIDOR | 5 |  | CAM |  |  | SECURITY - CAMERA | [23 empty] | DPSS SECURITY CAMERA |  |  | 0 | [22 empty] | 0 | [18 empty] | 0 |  | 0 | [24 empty] | 0
7101071 | U MI CIT | LEVEL 11 | IDF 11-334C | 11-200Z | CORRIDOR | 6 |  | CAM |  |  | SECURITY - CAMERA | [23 empty] | DPSS SECURITY CAMERA |  |  | 0 | [22 empty] | 0 | [18 empty] | 0 |  | 0 | [24 empty] | 0
5113075 | U MI CIT | LEVEL 11 | IDF 11-122C | 11-200Z | CORRIDOR | 7 |  | WAP |  |  | WAP |  |  |  | WAP SPARE | [19 empty] | HITS-WAP |  |  | 3 | 2025-05-19 | [21 empty] | 0 | [18 empty] | 0 |  | 0 | [24 empty] | 0
5112222 | U MI CIT | LEVEL 11 | IDF 11-122C | 11-200Z | CORRIDOR | 10 |  | WAP |  |  | WAP |  |  |  | WAP SPARE | [19 empty] | HITS-WAP |  |  | 3 | 2025-05-19 | [21 empty] | 0 | [18 empty] | 0 |  | 0 | [24 empty] | 0
5112720 | U MI CIT | LEVEL 11 | IDF 11-122C | 11-200Z | CORRIDOR | 12 |  | WAP |  |  | WAP |  |  |  | WAP SPARE | [19 empty] | HITS-WAP |  |  | 3 | 2025-05-19 | [21 empty] | 0 | [18 empty] | 0 |  | 0 | [24 empty] | 0
7100091 | U MI CIT | LEVEL 11 | IDF 11-122C | 11-200Z | CORRIDOR | 13 |  | CAM |  |  | SECURITY - CAMERA | [23 empty] | DPSS SECURITY CAMERA |  |  | 0 | [22 empty] | 0 | [18 empty] | 0 |  | 0 | [24 empty] | 0
7100631 | U MI CIT | LEVEL 11 | IDF 11-122C | 11-200Z | CORRIDOR | 14 |  | CAM |  |  | SECURITY - CAMERA | [23 empty] | DPSS SECURITY CAMERA |  |  | 0 | [22 empty] | 0 | [18 empty] | 0 |  | 0 | [24 empty] | 0
9075821 | U MI CIT | LEVEL 11 | IDF 11-122C | 11-200Z | CORRIDOR | 15 |  | BAS |  |  | BMS |  |  |  | BMS | [19 empty] | FACILITIES |  |  | 3 | 2025-05-19 | [21 empty] | 0 | [18 empty] | 0 |  | 0 | [24 empty] | 0
5112655 | U MI CIT | LEVEL 11 | IDF 11-122C | 11-201 | UNIV ISO PATIENT RM | 8 |  | WAP |  |  | WAP |  |  |  | WAP SPARE | [19 empty] | HITS-WAP |  | 11-10 | 3 | 2025-05-19 | [21 empty] | 0 | [18 empty] | 0 |  | 0 | [24 empty] | 0
9075862 | U MI CIT | LEVEL 11 | IDF 11-122C | 11-202 | CLEAN UTILITY | 1 |  | BAS |  |  | BMS |  |  |  | BMS | [19 empty] | FACILITIES |  |  | 3 | 2025-05-19 | [21 empty] | 0 | [18 empty] | 0 |  | 0 | [24 empty] | 0
5112474 | U MI CIT | LEVEL 11 | IDF 11-122C | 11-205 | UNIV PATIENT RM | 8 |  | WAP |  |  | WAP |  |  |  | WAP SPARE | [19 empty] | HITS-WAP |  | 11-12 | 3 | 2025-05-19 | [21 empty] | 0 | [18 empty] | 0 |  | 0 | [24 empty] | 0
5113030 | U MI CIT | LEVEL 11 | IDF 11-122C | 11-206 | TEAM ROOM | 16 |  | WAP |  |  | WAP |  |  |  | WAP SPARE | [19 empty] | HITS-WAP |  |  | 3 | 2025-05-19 | [21 empty] | 0 | [18 empty] | 0 |  | 0 | [24 empty] | 0
5112165 | U MI CIT | LEVEL 11 | IDF 11-122C | 11-211 | UNIV PATIENT RM ADA | 8 |  | WAP |  |  | WAP |  |  |  | WAP SPARE | [19 empty] | HITS-WAP |  | 11-15 | 3 | 2025-05-19 | [21 empty] | 0 | [18 empty] | 0 |  | 0 | [24 empty] | 0
5112775 | U MI CIT | LEVEL 11 | IDF 11-122C | 11-212 | NURSES STATION | 11 |  | WAP |  |  | WAP |  |  |  | WAP SPARE | [19 empty] | HITS-WAP |  |  | 3 | 2025-05-19 | [21 empty] | 0 | [18 empty] | 0 |  | 0 | [24 empty] | 0
5112092 | U MI CIT | LEVEL 11 | IDF 11-122C | 11-213A | CONSULT VESTIBULE | 1 |  | WAP |  |  | WAP |  |  |  | WAP SPARE | [19 empty] | HITS-WAP |  |  | 3 | 2025-05-19 | [21 empty] | 0 | [18 empty] | 0 |  | 0 | [24 empty] | 0
9075794 | U MI CIT | LEVEL 11 | IDF 11-122C | 11-213A | CONSULT VESTIBULE | 2 |  | BAS |  |  | BMS |  |  |  | BMS | [19 empty] | FACILITIES |  |  | 3 | 2025-05-19 | [21 empty] | 0 | [18 empty] | 0 |  | 0 | [24 empty] | 0
5113702 | U MI CIT | LEVEL 11 | IDF 11-122C | 11-214 | COMMUNAL TEAMING | 4 |  | WAP |  |  | WAP |  |  |  | WAP SPARE | [19 empty] | HITS-WAP |  |  | 3 | 2025-05-19 | [21 empty] | 0 | [18 empty] | 0 |  | 0 | [24 empty] | 0
7100486 | U MI CIT | LEVEL 11 | IDF 11-122C | 11-222 | MED GAS | 1 |  | CAM |  |  | SECURITY - CAMERA | [23 empty] | DPSS SECURITY CAMERA |  |  | 0 | [22 empty] | 0 | [18 empty] | 0 |  | 0 | [24 empty] | 0
5113791 | U MI CIT | LEVEL 11 | IDF 11-122C | 11-226 | STAFF LACTATION | 1 |  | WAP |  |  | WAP |  |  |  | WAP SPARE | [19 empty] | HITS-WAP |  |  | 3 | 2025-05-19 | [21 empty] | 0 | [18 empty] | 0 |  | 0 | [24 empty] | 0
9103651 | U MI CIT | LEVEL 11 | IDF 11-122C | 11-236E | ELECTRICAL ROOM | 1 |  | BAS |  |  | BMS |  |  |  | BMS | [19 empty] | FACILITIES |  |  | 3 | 2025-05-19 | [21 empty] | 0 | [18 empty] | 0 |  | 0 | [24 empty] | 0
9103691 | U MI CIT | LEVEL 11 | IDF 11-122C | 11-236E | ELECTRICAL ROOM | 2 |  | BAS |  |  | BMS |  |  |  | BMS | [19 empty] | FACILITIES |  |  | 3 | 2025-05-19 | [21 empty] | 0 | [18 empty] | 0 |  | 0 | [24 empty] | 0
9103723 | U MI CIT | LEVEL 11 | IDF 11-122C | 11-236E | ELECTRICAL ROOM | 3 |  | BAS |  |  | BMS |  |  |  | BMS | [19 empty] | FACILITIES |  |  | 3 | 2025-05-19 | [21 empty] | 0 | [18 empty] | 0 |  | 0 | [24 empty] | 0
9103755 | U MI CIT | LEVEL 11 | IDF 11-122C | 11-236E | ELECTRICAL ROOM | 4 |  | BAS |  |  | BMS |  |  |  | BMS | [19 empty] | FACILITIES |  |  | 3 | 2025-05-19 | [21 empty] | 0 | [18 empty] | 0 |  | 0 | [24 empty] | 0
9103787 | U MI CIT | LEVEL 11 | IDF 11-122C | 11-236E | ELECTRICAL ROOM | 5 |  | BAS |  |  | BMS |  |  |  | BMS | [19 empty] | FACILITIES |  |  | 3 | 2025-05-19 | [21 empty] | 0 | [18 empty] | 0 |  | 0 | [24 empty] | 0
7596664 | U MI CIT | LEVEL 11 | IDF 11-122C | 11-236E | ELECTRICAL ROOM | 6 |  | BAS |  |  | BMS |  |  |  | BMS | [19 empty] | FACILITIES |  |  | 3 | 2025-05-19 | [21 empty] | 0 | [18 empty] | 0 |  | 0 | [24 empty] | 0
5112015 | U MI CIT | LEVEL 11 | IDF 11-122C | 11-303 | UNIV PATIENT RM | 7 |  | WAP |  |  | WAP |  |  |  | WAP SPARE | [19 empty] | HITS-WAP |  | 11-17 | 3 | 2025-05-19 | [21 empty] | 0 | [18 empty] | 0 |  | 0 | [24 empty] | 0
6644440 | U MI CIT | LEVEL 11 | IDF 11-122C | 11-308 | MEDICATION | 4 |  | CAM |  |  | SECURITY - CAMERA | [23 empty] | DPSS SECURITY CAMERA |  |  | 0 | [22 empty] | 0 | [18 empty] | 0 |  | 0 | [24 empty] | 0
5111769 | U MI CIT | LEVEL 11 | IDF 11-122C | 11-308 | MEDICATION | 5 |  | WAP |  |  | WAP |  |  |  | WAP SPARE | [19 empty] | HITS-WAP |  |  | 3 | 2025-05-19 | [21 empty] | 0 | [18 empty] | 0 |  | 0 | [24 empty] | 0
5111940 | U MI CIT | LEVEL 11 | IDF 11-122C | 11-309 | UNIV PATIENT RM | 8 |  | WAP |  |  | WAP |  |  |  | WAP SPARE | [19 empty] | HITS-WAP |  | 11-20 | 3 | 2025-05-19 | [21 empty] | 0 | [18 empty] | 0 |  | 0 | [24 empty] | 0
5054051 | U MI CIT | LEVEL 1 | IDF 1-005 | 1-130Z | CORRIDOR | 1 |  | WAP |  |  | WAP |  |  |  | WAP SPARE | [19 empty] | HITS-WAP | [25 empty] | 0 | [18 empty] | 0 |  | 0 | [24 empty] | 0
5054335 | U MI CIT | LEVEL 1 | IDF 1-005 | 1-130Z | CORRIDOR | 2 |  | WAP |  |  | WAP |  |  |  | WAP SPARE | [19 empty] | HITS-WAP | [25 empty] | 0 | [18 empty] | 0 |  | 0 | [24 empty] | 0
7099367 | U MI CIT | LEVEL 11 | IDF 11-334C | 11-310Z | CORRIDOR | 4 |  | CAM |  |  | SECURITY - CAMERA | [23 empty] | DPSS SECURITY CAMERA |  |  | 0 | [22 empty] | 0 | [18 empty] | 0 |  | 0 | [24 empty] | 0
5111615 | U MI CIT | LEVEL 11 | IDF 11-122C | 11-310Z | CORRIDOR | 5 |  | WAP |  |  | WAP |  |  |  | WAP SPARE | [19 empty] | HITS-WAP |  |  | 3 | 2025-05-19 | [21 empty] | 0 | [18 empty] | 0 |  | 0 | [24 empty] | 0
9075738 | U MI CIT | LEVEL 11 | IDF 11-334C | 11-310Z | CORRIDOR | 9 |  | BAS |  |  | BMS |  |  |  | BMS | [19 empty] | FACILITIES |  |  | 3 | 2025-05-19 | [21 empty] | 0 | [18 empty] | 0 |  | 0 | [24 empty] | 0
7468953 | U MI CIT | LEVEL 11 | IDF 11-122C | 11-314 | EQUIPMENT STORAGE | 1 |  | 3 |  |  | WIRED SPARE |  |  |  | WIRED SPARE |  |  |  | WIRED SPARE | [18 empty] | 3 | 2025-05-19 | [21 empty] | 0 | [18 empty] | 0 |  | 0 | [24 empty] | 0
9075767 | U MI CIT | LEVEL 11 | IDF 11-334C | 11-315 | UNIV PATIENT RM | 4 |  | BAS |  |  | BMS |  |  |  | BMS | [19 empty] | FACILITIES |  | 11-23 | 3 | 2025-05-19 | [21 empty] | 0 | [18 empty] | 0 |  | 0 | [24 empty] | 0
5111496 | U MI CIT | LEVEL 11 | IDF 11-334C | 11-315 | UNIV PATIENT RM | 9 |  | WAP |  |  | WAP |  |  |  | WAP SPARE | [19 empty] | HITS-WAP |  | 11-23 | 3 | 2025-05-19 | [21 empty] | 0 | [18 empty] | 0 |  | 0 | [24 empty] | 0
5110915 | U MI CIT | LEVEL 11 | IDF 11-334C | 11-317 | UNIV ISO PATIENT RM | 8 |  | WAP |  |  | WAP |  |  |  | WAP SPARE | [19 empty] | HITS-WAP |  | 11-24 | 3 | 2025-05-19 | [21 empty] | 0 | [18 empty] | 0 |  | 0 | [24 empty] | 0
9082015 | U MI CIT | LEVEL 11 | IDF 11-334C | 11-319 | UNIV PATIENT RM | 4 |  | BAS |  |  | BMS |  |  |  | BMS | [19 empty] | FACILITIES |  | 11-25 | 3 | 2025-05-19 | [21 empty] | 0 | [18 empty] | 0 |  | 0 | [24 empty] | 0
9081978 | U MI CIT | LEVEL 11 | IDF 11-438C | 11-321C | ALCOVE, PATIENT | 7 |  | BAS |  |  | BMS |  |  |  | BMS | [19 empty] | FACILITIES |  |  | 3 | 2025-05-19 | [21 empty] | 0 | [18 empty] | 0 |  | 0 | [24 empty] | 0
8885314 | U MI CIT | LEVEL 11 | IDF 11-334C | 11-321C | ALCOVE, PATIENT | 3 |  | CAM |  |  | SECURITY - CAMERA | [23 empty] | DPSS SECURITY CAMERA |  |  | 0 | [22 empty] | 0 | [18 empty] | 0 |  | 0 | [24 empty] | 0
5111151 | U MI CIT | LEVEL 11 | IDF 11-334C | 11-321C | ALCOVE, PATIENT | 6 |  | WAP |  |  | WAP |  |  |  | WAP SPARE | [19 empty] | HITS-WAP |  |  | 3 | 2025-05-19 | [21 empty] | 0 | [18 empty] | 0 |  | 0 | [24 empty] | 0
5110846 | U MI CIT | LEVEL 11 | IDF 11-334C | 11-323 | UNIV PATIENT RM | 8 |  | WAP |  |  | WAP |  |  |  | WAP SPARE | [19 empty] | HITS-WAP |  | 11-27 | 3 | 2025-05-19 | [21 empty] | 0 | [18 empty] | 0 |  | 0 | [24 empty] | 0
5110759 | U MI CIT | LEVEL 11 | IDF 11-438C | 11-329 | UNIV PATIENT RM | 8 |  | WAP |  |  | WAP |  |  |  | WAP SPARE | [19 empty] | HITS-WAP |  | 11-30 | 3 | 2025-05-19 | [21 empty] | 0 | [18 empty] | 0 |  | 0 | [24 empty] | 0
5111401 | U MI CIT | LEVEL 11 | IDF 11-334C | 11-332 | PT/OT GYM | 8 |  | WAP |  |  | WAP |  |  |  | WAP SPARE | [19 empty] | HITS-WAP |  |  | 3 | 2025-05-19 | [21 empty] | 0 | [18 empty] | 0 |  | 0 | [24 empty] | 0
5110680 | U MI CIT | LEVEL 11 | IDF 11-438C | 11-333 | UNIV ISO PATIENT RM ADA | 8 |  | WAP |  |  | WAP |  |  |  | WAP SPARE | [19 empty] | HITS-WAP |  | 11-32 | 3 | 2025-05-19 | [21 empty] | 0 | [18 empty] | 0 |  | 0 | [24 empty] | 0
7097996 | U MI CIT | LEVEL 11 | IDF 11-334C | 11-334C | IDF | 1 |  | CAM |  |  | SECURITY - CAMERA | [23 empty] | DPSS SECURITY CAMERA |  |  | 0 | [22 empty] | 0 | [18 empty] | 0 |  | 0 | [24 empty] | 0
7029162 | U MI CIT | LEVEL 11 | IDF 11-334C | 11-334C | IDF | 2 |  | BAS |  |  | BMS |  |  |  | BMS | [19 empty] | FACILITIES |  |  | 0 | 2025-02-01 | [21 empty] | 0 | [18 empty] | 0 |  | 0 | [24 empty] | 0
8899074 | U MI CIT | LEVEL 11 | IDF 11-334C | 11-334C | IDF | 3 |  | SP |  |  | SECURITY - PANEL |  |  |  | SECURITY - PANEL |  |  |  | SECURITY - PANEL | [11 empty] | SECURITY - PANEL |  |  |  | SECURITY |  |  | 0 | [22 empty] | 0 | [18 empty] | 0 |  | 0 | [24 empty] | 0
8899120 | U MI CIT | LEVEL 11 | IDF 11-334C | 11-334C | IDF | 4 |  | NP |  |  | NURSE CALL-PANEL |  |  |  | NURSE CALL-PANEL | [19 empty] | HITS - EI |  |  | 0 | 2025-02-01 | [21 empty] | 0 | [18 empty] | 0 |  | 0 | [24 empty] | 0
6812185 | U MI CIT | LEVEL 11 | IDF 11-334C | 11-334C | IDF | 6 |  | WAP |  |  | WAP |  |  |  | WAP SPARE | [19 empty] | HITS-WAP |  |  | 0 | 2025-02-01 | [21 empty] | 0 | [18 empty] | 0 |  | 0 | [24 empty] | 0
7096875 | U MI CIT | LEVEL 11 | IDF 11-334C | 11-340Z | CORRIDOR | 1 |  | IC |  |  | INTERCOM | [23 empty] | INTERCOM |  |  | 3 | 2025-05-19 | [21 empty] | 0 | [18 empty] | 0 |  | 0 | [24 empty] | 0
5111284 | U MI CIT | LEVEL 11 | IDF 11-334C | 11-340Z | CORRIDOR | 3 |  | WAP |  |  | WAP |  |  |  | WAP SPARE | [19 empty] | HITS-WAP |  |  | 3 | 2025-05-19 | [21 empty] | 0 | [18 empty] | 0 |  | 0 | [24 empty] | 0
7468505 | U MI CIT | LEVEL 11 | IDF 11-438C | 11-354 | EQUIPMENT STORAGE | 1 |  | 3 |  |  | WIRED SPARE |  |  |  | WIRED SPARE |  |  |  | WIRED SPARE | [18 empty] | 3 | 2025-05-19 | [21 empty] | 0 | [18 empty] | 0 |  | 0 | [24 empty] | 0
5111036 | U MI CIT | LEVEL 11 | IDF 11-438C | 11-358 | MEDICATION | 4 |  | WAP |  |  | WAP |  |  |  | WAP SPARE | [19 empty] | HITS-WAP |  |  | 3 | 2025-05-19 | [21 empty] | 0 | [18 empty] | 0 |  | 0 | [24 empty] | 0
9081922 | U MI CIT | LEVEL 11 | IDF 11-438C | 11-402 | NURSES STATION | 12 |  | BAS |  |  | BMS |  |  |  | BMS | [19 empty] | FACILITIES |  |  | 3 | 2025-05-19 | [21 empty] | 0 | [18 empty] | 0 |  | 0 | [24 empty] | 0
5113969 | U MI CIT | LEVEL 11 | IDF 11-438C | 11-402F | OFFICE, CNS / EDU | 3 |  | WAP |  |  | WAP |  |  |  | WAP SPARE | [19 empty] | HITS-WAP |  |  | 3 | 2025-05-19 | [21 empty] | 0 | [18 empty] | 0 |  | 0 | [24 empty] | 0
5110518 | U MI CIT | LEVEL 11 | IDF 11-438C | 11-405 | UNIV PATIENT RM | 8 |  | WAP |  |  | WAP |  |  |  | WAP SPARE | [19 empty] | HITS-WAP |  | 11-35 | 3 | 2025-05-19 | [21 empty] | 0 | [18 empty] | 0 |  | 0 | [24 empty] | 0
5113397 | U MI CIT | LEVEL 11 | IDF 11-438C | 11-406 | TEAM ROOM | 17 |  | WAP |  |  | WAP |  |  |  | WAP SPARE | [19 empty] | HITS-WAP |  |  | 3 | 2025-05-19 | [21 empty] | 0 | [18 empty] | 0 |  | 0 | [24 empty] | 0
9081895 | U MI CIT | LEVEL 11 | IDF 11-438C | 11-406 | TEAM ROOM | 18 |  | BAS |  |  | BMS |  |  |  | BMS | [19 empty] | FACILITIES |  |  | 3 | 2025-05-19 | [21 empty] | 0 | [18 empty] | 0 |  | 0 | [24 empty] | 0
9081866 | U MI CIT | LEVEL 11 | IDF 11-438C | 11-408 | CLEAN UTILITY | 8 |  | BAS |  |  | BMS |  |  |  | BMS | [19 empty] | FACILITIES |  |  | 3 | 2025-05-19 | [21 empty] | 0 | [18 empty] | 0 |  | 0 | [24 empty] | 0
9081951 | U MI CIT | LEVEL 11 | IDF 11-438C | 11-409 | UNIV PATIENT RM | 2 |  | BAS |  |  | BMS |  |  |  | BMS | [19 empty] | FACILITIES |  | 11-37 | 3 | 2025-05-19 | [21 empty] | 0 | [18 empty] | 0 |  | 0 | [24 empty] | 0
6825968 | U MI CIT | LEVEL 1 | IDF 1-005 | 1-140Z | CORRIDOR | 1 |  | CAM |  |  | SECURITY - CAMERA | [23 empty] | DPSS SECURITY CAMERA | [25 empty] | 0 | [18 empty] | 0 |  | 0 | [24 empty] | 0
5171024 | U MI CIT | LEVEL 1 | IDF 1-005 | 1-140Z | CORRIDOR | 2 |  | CAM |  |  | SECURITY - CAMERA | [23 empty] | DPSS SECURITY CAMERA | [25 empty] | 0 | [18 empty] | 0 |  | 0 | [24 empty] | 0
5054987 | U MI CIT | LEVEL 1 | IDF 1-005 | 1-140Z | CORRIDOR | 3 |  | WAP |  |  | WAP |  |  |  | WAP SPARE | [19 empty] | HITS-WAP | [25 empty] | 0 | [18 empty] | 0 |  | 0 | [24 empty] | 0
5055162 | U MI CIT | LEVEL 1 | IDF 1-005 | 1-140Z | CORRIDOR | 4 |  | WAP |  |  | WAP |  |  |  | WAP SPARE | [19 empty] | HITS-WAP | [25 empty] | 0 | [18 empty] | 0 |  | 0 | [24 empty] | 0
5055177 | U MI CIT | LEVEL 1 | IDF 1-005 | 1-140Z | CORRIDOR | 6 |  | WAP |  |  | WAP |  |  |  | WAP SPARE | [19 empty] | HITS-WAP | [25 empty] | 0 | [18 empty] | 0 |  | 0 | [24 empty] | 0
7094960 | U MI CIT | LEVEL 11 | IDF 11-438C | 11-410Z | CORRIDOR | 1 |  | CAM |  |  | SECURITY - CAMERA | [23 empty] | DPSS SECURITY CAMERA |  |  | 0 | [22 empty] | 0 | [18 empty] | 0 |  | 0 | [24 empty] | 0
5110158 | U MI CIT | LEVEL 11 | IDF 11-438C | 11-410Z | CORRIDOR | 4 |  | WAP |  |  | WAP |  |  |  | WAP SPARE | [19 empty] | HITS-WAP |  |  | 3 | 2025-05-19 | [21 empty] | 0 | [18 empty] | 0 |  | 0 | [24 empty] | 0
7094952 | U MI CIT | LEVEL 11 | IDF 11-438C | 11-410Z | CORRIDOR | 5 |  | CAM |  |  | SECURITY - CAMERA | [23 empty] | DPSS SECURITY CAMERA |  |  | 0 | [22 empty] | 0 | [18 empty] | 0 |  | 0 | [24 empty] | 0
5110028 | U MI CIT | LEVEL 11 | IDF 11-438C | 11-410Z | CORRIDOR | 6 |  | WAP |  |  | WAP |  |  |  | WAP SPARE | [19 empty] | HITS-WAP |  |  | 3 | 2025-05-19 | [21 empty] | 0 | [18 empty] | 0 |  | 0 | [24 empty] | 0
7094926 | U MI CIT | LEVEL 11 | IDF 11-438C | 11-410Z | CORRIDOR | 7 |  | CAM |  |  | SECURITY - CAMERA | [23 empty] | DPSS SECURITY CAMERA |  |  | 0 | [22 empty] | 0 | [18 empty] | 0 |  | 0 | [24 empty] | 0
5110375 | U MI CIT | LEVEL 11 | IDF 11-438C | 11-411 | UNIV PATIENT RM | 8 |  | WAP |  |  | WAP |  |  |  | WAP SPARE | [19 empty] | HITS-WAP |  | 11-38 | 3 | 2025-05-19 | [21 empty] | 0 | [18 empty] | 0 |  | 0 | [24 empty] | 0
7468734 | U MI CIT | LEVEL 11 | IDF 11-438C | 11-412 | EQUIPMENT STORAGE | 1 |  | 3 |  |  | WIRED SPARE |  |  |  | WIRED SPARE |  |  |  | WIRED SPARE | [18 empty] | 3 | 2025-05-19 | [21 empty] | 0 | [18 empty] | 0 |  | 0 | [24 empty] | 0
6636431 | U MI CIT | LEVEL 11 | IDF 11-438C | 11-414 | MEDICATION | 4 |  | CAM |  |  | SECURITY - CAMERA | [23 empty] | DPSS SECURITY CAMERA |  |  | 0 | [22 empty] | 0 | [18 empty] | 0 |  | 0 | [24 empty] | 0
5110334 | U MI CIT | LEVEL 11 | IDF 11-438C | 11-417 | COMMUNAL TEAMING | 7 |  | WAP |  |  | WAP |  |  |  | WAP SPARE | [19 empty] | HITS-WAP |  |  | 3 | 2025-05-19 | [21 empty] | 0 | [18 empty] | 0 |  | 0 | [24 empty] | 0
9103489 | U MI CIT | LEVEL 11 | IDF 11-438C | 11-432E | ELECTRICAL ROOM | 1 |  | BAS |  |  | BMS |  |  |  | BMS | [19 empty] | FACILITIES |  |  | 3 | 2025-05-19 | [21 empty] | 0 | [18 empty] | 0 |  | 0 | [24 empty] | 0
9103461 | U MI CIT | LEVEL 11 | IDF 11-438C | 11-432E | ELECTRICAL ROOM | 2 |  | BAS |  |  | BMS |  |  |  | BMS | [19 empty] | FACILITIES |  |  | 3 | 2025-05-19 | [21 empty] | 0 | [18 empty] | 0 |  | 0 | [24 empty] | 0
9103429 | U MI CIT | LEVEL 11 | IDF 11-438C | 11-432E | ELECTRICAL ROOM | 3 |  | BAS |  |  | BMS |  |  |  | BMS | [19 empty] | FACILITIES |  |  | 3 | 2025-05-19 | [21 empty] | 0 | [18 empty] | 0 |  | 0 | [24 empty] | 0
9103361 | U MI CIT | LEVEL 11 | IDF 11-438C | 11-432E | ELECTRICAL ROOM | 4 |  | BAS |  |  | BMS |  |  |  | BMS | [19 empty] | FACILITIES |  |  | 3 | 2025-05-19 | [21 empty] | 0 | [18 empty] | 0 |  | 0 | [24 empty] | 0
9103401 | U MI CIT | LEVEL 11 | IDF 11-438C | 11-432E | ELECTRICAL ROOM | 5 |  | BAS |  |  | BMS |  |  |  | BMS | [19 empty] | FACILITIES |  |  | 3 | 2025-05-19 | [21 empty] | 0 | [18 empty] | 0 |  | 0 | [24 empty] | 0
7596652 | U MI CIT | LEVEL 11 | IDF 11-438C | 11-432E | ELECTRICAL ROOM | 6 |  | BAS |  |  | BMS |  |  |  | BMS | [19 empty] | FACILITIES |  |  | 3 | 2025-05-19 | [21 empty] | 0 | [18 empty] | 0 |  | 0 | [24 empty] | 0
7095104 | U MI CIT | LEVEL 11 | IDF 11-438C | 11-438C | IDF | 1 |  | CAM |  |  | SECURITY - CAMERA | [23 empty] | DPSS SECURITY CAMERA |  |  | 0 | [22 empty] | 0 | [18 empty] | 0 |  | 0 | [24 empty] | 0
8898955 | U MI CIT | LEVEL 11 | IDF 11-438C | 11-438C | IDF | 2 |  | NP |  |  | NURSE CALL-PANEL |  |  |  | NURSE CALL-PANEL | [19 empty] | HITS - EI |  |  | 0 | 2025-02-01 | [21 empty] | 0 | [18 empty] | 0 |  | 0 | [24 empty] | 0
8898905 | U MI CIT | LEVEL 11 | IDF 11-438C | 11-438C | IDF | 3 |  | SP |  |  | SECURITY - PANEL |  |  |  | SECURITY - PANEL |  |  |  | SECURITY - PANEL | [11 empty] | SECURITY - PANEL |  |  |  | SECURITY |  |  | 0 | [22 empty] | 0 | [18 empty] | 0 |  | 0 | [24 empty] | 0
7029504 | U MI CIT | LEVEL 11 | IDF 11-438C | 11-438C | IDF | 4 |  | BAS |  |  | BMS |  |  |  | BMS | [19 empty] | FACILITIES |  |  | 0 | 2025-02-01 | [21 empty] | 0 | [18 empty] | 0 |  | 0 | [24 empty] | 0
7096696 | U MI CIT | LEVEL 11 | IDF 11-334C | 11-500V | VESTIBULE | 1 |  | CAM |  |  | SECURITY - CAMERA | [23 empty] | DPSS SECURITY CAMERA |  |  | 0 | [22 empty] | 0 | [18 empty] | 0 |  | 0 | [24 empty] | 0
7097045 | U MI CIT | LEVEL 11 | IDF 11-334C | 11-500Z | FIRE SERV/ PAT. ELEV LOBBY | 2 |  | CAM |  |  | SECURITY - CAMERA | [23 empty] | DPSS SECURITY CAMERA |  |  | 0 | [22 empty] | 0 | [18 empty] | 0 |  | 0 | [24 empty] | 0
5113367 | U MI CIT | LEVEL 11 | IDF 11-438C | 11-505 | UNIV PATIENT RM | 8 |  | WAP |  |  | WAP |  |  |  | WAP SPARE | [19 empty] | HITS-WAP |  | 11-42 | 3 | 2025-05-19 | [21 empty] | 0 | [18 empty] | 0 |  | 0 | [24 empty] | 0
7097277 | U MI CIT | LEVEL 11 | IDF 11-334C | 11-510Z | CORRIDOR | 5 |  | IC |  |  | INTERCOM | [23 empty] | INTERCOM |  |  | 3 | 2025-05-19 | [21 empty] | 0 | [18 empty] | 0 |  | 0 | [24 empty] | 0
7095414 | U MI CIT | LEVEL 11 | IDF 11-438C | 11-510Z | CORRIDOR | 6 |  | CAM |  |  | SECURITY - CAMERA | [23 empty] | DPSS SECURITY CAMERA |  |  | 0 | [22 empty] | 0 | [18 empty] | 0 |  | 0 | [24 empty] | 0
5110215 | U MI CIT | LEVEL 11 | IDF 11-438C | 11-510Z | CORRIDOR | 7 |  | WAP |  |  | WAP |  |  |  | WAP SPARE | [19 empty] | HITS-WAP |  |  | 3 | 2025-05-19 | [21 empty] | 0 | [18 empty] | 0 |  | 0 | [24 empty] | 0
7095429 | U MI CIT | LEVEL 11 | IDF 11-334C | 11-510Z | CORRIDOR | 11 |  | CAM |  |  | SECURITY - CAMERA | [23 empty] | DPSS SECURITY CAMERA |  |  | 0 | [22 empty] | 0 | [18 empty] | 0 |  | 0 | [24 empty] | 0
5113535 | U MI CIT | LEVEL 11 | IDF 11-334C | 11-510Z | CORRIDOR | 12 |  | WAP |  |  | WAP |  |  |  | WAP SPARE | [19 empty] | HITS-WAP |  |  | 3 | 2025-05-19 | [21 empty] | 0 | [18 empty] | 0 |  | 0 | [24 empty] | 0
5113504 | U MI CIT | LEVEL 11 | IDF 11-334C | 11-512 | NURSES STATION | 7 |  | WAP |  |  | WAP |  |  |  | WAP SPARE | [19 empty] | HITS-WAP |  |  | 3 | 2025-05-19 | [21 empty] | 0 | [18 empty] | 0 |  | 0 | [24 empty] | 0
5113352 | U MI CIT | LEVEL 11 | IDF 11-334C | 11-513 | UNIV PATIENT RM | 8 |  | WAP |  |  | WAP |  |  |  | WAP SPARE | [19 empty] | HITS-WAP |  | 11-46 | 3 | 2025-05-19 | [21 empty] | 0 | [18 empty] | 0 |  | 0 | [24 empty] | 0
7097391 | U MI CIT | LEVEL 11 | IDF 11-334C | 11-516 | NURSES STATION | 6 |  | IC |  |  | INTERCOM | [23 empty] | INTERCOM |  |  | 3 | 2025-05-19 | [21 empty] | 0 | [18 empty] | 0 |  | 0 | [24 empty] | 0
5114082 | U MI CIT | LEVEL 11 | IDF 11-334C | 11-530Z | CORRIDOR | 1 |  | WAP |  |  | WAP |  |  |  | WAP SPARE | [19 empty] | HITS-WAP |  |  | 3 | 2025-05-19 | [21 empty] | 0 | [18 empty] | 0 |  | 0 | [24 empty] | 0
7096628 | U MI CIT | LEVEL 11 | IDF 11-334C | 11-530Z | CORRIDOR | 3 |  | CAM |  |  | SECURITY - CAMERA | [23 empty] | DPSS SECURITY CAMERA |  |  | 3 | [22 empty] | 0 | [18 empty] | 0 |  | 0 | [24 empty] | 0
7105128 | U MI CIT | LEVEL 12 | IDF 12-334C | 12-000Z | PUBLIC ELEVATOR LOBBY | 1 |  | CAM |  |  | SECURITY - CAMERA | [23 empty] | DPSS SECURITY CAMERA | [25 empty] | 0 | [18 empty] | 0 |  | 0 | [24 empty] | 0
5116141 | U MI CIT | LEVEL 12 | IDF 12-334C | 12-000Z | PUBLIC ELEVATOR LOBBY | 2 |  | WAP |  |  | WAP |  |  |  | WAP SPARE | [19 empty] | HITS-WAP | [25 empty] | 0 | [18 empty] | 0 |  | 0 | [24 empty] | 0
7107531 | U MI CIT | LEVEL 12 | IDF 12-122C | 12-004X | STAIR 3 | 1 |  | CAM |  |  | SECURITY - CAMERA | [23 empty] | DPSS SECURITY CAMERA | [25 empty] | 0 | [18 empty] | 0 |  | 0 | [24 empty] | 0
11054529 | U MI CIT | LEVEL 12 | IDF 12-122C | 12-004X | STAIR 3 | 2 |  | WAP |  |  | WAP |  |  |  | WAP SPARE | [19 empty] | HITS-WAP | [25 empty] | 0 | [18 empty] | 0 |  | 0 | [24 empty] | 0
7102441 | U MI CIT | LEVEL 12 | IDF 12-438C | 12-005X | STAIR 2 | 1 |  | CAM |  |  | SECURITY - CAMERA | [23 empty] | DPSS SECURITY CAMERA | [25 empty] | 0 | [18 empty] | 0 |  | 0 | [24 empty] | 0
7108235 | U MI CIT | LEVEL 12 | IDF 12-122C | 12-005Y | CORRIDOR | 2 |  | CAM |  |  | SECURITY - CAMERA | [23 empty] | DPSS SECURITY CAMERA | [25 empty] | 0 | [18 empty] | 0 |  | 0 | [24 empty] | 0
7108531 | U MI CIT | LEVEL 12 | IDF 12-122C | 12-005Y | CORRIDOR | 5 |  | CAM |  |  | SECURITY - CAMERA | [23 empty] | DPSS SECURITY CAMERA | [25 empty] | 0 | [18 empty] | 0 |  | 0 | [24 empty] | 0
5117388 | U MI CIT | LEVEL 12 | IDF 12-122C | 12-005Y | CORRIDOR | 6 |  | WAP |  |  | WAP |  |  |  | WAP SPARE | [19 empty] | HITS-WAP | [25 empty] | 0 | [18 empty] | 0 |  | 0 | [24 empty] | 0
7104162 | U MI CIT | LEVEL 12 | IDF 12-334C | 12-006X | STAIR 1 | 1 |  | CAM |  |  | SECURITY - CAMERA | [23 empty] | DPSS SECURITY CAMERA | [25 empty] | 0 | [18 empty] | 0 |  | 0 | [24 empty] | 0
7104999 | U MI CIT | LEVEL 12 | IDF 12-334C | 12-010Z | CORRIDOR | 1 |  | IC |  |  | INTERCOM | [23 empty] | INTERCOM | [25 empty] | 0 | [18 empty] | 0 |  | 0 | [24 empty] | 0
7105076 | U MI CIT | LEVEL 12 | IDF 12-334C | 12-011 | LOUNGE, FAMILY | 1 |  | IC |  |  | INTERCOM | [23 empty] | INTERCOM | [25 empty] | 0 | [18 empty] | 0 |  | 0 | [24 empty] | 0
7105403 | U MI CIT | LEVEL 12 | IDF 12-334C | 12-011 | LOUNGE, FAMILY | 2 |  | CAM |  |  | SECURITY - CAMERA | [23 empty] | DPSS SECURITY CAMERA | [25 empty] | 0 | [18 empty] | 0 |  | 0 | [24 empty] | 0
5116486 | U MI CIT | LEVEL 12 | IDF 12-334C | 12-011 | LOUNGE, FAMILY | 3 |  | WAP |  |  | WAP |  |  |  | WAP SPARE | [19 empty] | HITS-WAP | [25 empty] | 0 | [18 empty] | 0 |  | 0 | [24 empty] | 0
9074944 | U MI CIT | LEVEL 12 | IDF 12-334C | 12-101 | UNIV PATIENT RM | 3 |  | BAS |  |  | BMS |  |  |  | BMS | [19 empty] | FACILITIES |  | 12-01 | [23 empty] | 0 | [18 empty] | 0 |  | 0 | [24 empty] | 0
7105489 | U MI CIT | LEVEL 12 | IDF 12-334C | 12-106 | NURSES STATION | 2 |  | IC |  |  | INTERCOM | [23 empty] | INTERCOM | [25 empty] | 0 | [18 empty] | 0 |  | 0 | [24 empty] | 0
7220910 | U MI CIT | LEVEL 12 | IDF 12-334C | 12-106B | PTUBE | 1 |  | PT |  |  | P-TUBE |  |  |  | WIRED SPARE | [19 empty] | P-TUBE | [25 empty] | 0 | [18 empty] | 0 |  | 0 | [24 empty] | 0
5116501 | U MI CIT | LEVEL 12 | IDF 12-122C | 12-107 | UNIV PATIENT RM | 8 |  | WAP |  |  | WAP |  |  |  | WAP SPARE | [19 empty] | HITS-WAP |  | 12-04 | [23 empty] | 0 | [18 empty] | 0 |  | 0 | [24 empty] | 0
6645449 | U MI CIT | LEVEL 12 | IDF 12-334C | 12-108 | MEDICATION | 5 |  | CAM |  |  | SECURITY - CAMERA | [23 empty] | DPSS SECURITY CAMERA | [25 empty] | 0 | [18 empty] | 0 |  | 0 | [24 empty] | 0
5116936 | U MI CIT | LEVEL 12 | IDF 12-334C | 12-110Z | CORRIDOR | 1 |  | WAP |  |  | WAP |  |  |  | WAP SPARE | [19 empty] | HITS-WAP | [25 empty] | 0 | [18 empty] | 0 |  | 0 | [24 empty] | 0
7107410 | U MI CIT | LEVEL 12 | IDF 12-122C | 12-110Z | CORRIDOR | 4 |  | CAM |  |  | SECURITY - CAMERA | [23 empty] | DPSS SECURITY CAMERA | [25 empty] | 0 | [18 empty] | 0 |  | 0 | [24 empty] | 0
5116792 | U MI CIT | LEVEL 12 | IDF 12-122C | 12-110Z | CORRIDOR | 6 |  | WAP |  |  | WAP |  |  |  | WAP SPARE | [19 empty] | HITS-WAP | [25 empty] | 0 | [18 empty] | 0 |  | 0 | [24 empty] | 0
7107588 | U MI CIT | LEVEL 12 | IDF 12-122C | 12-110Z | CORRIDOR | 7 |  | CAM |  |  | SECURITY - CAMERA | [23 empty] | DPSS SECURITY CAMERA | [25 empty] | 0 | [18 empty] | 0 |  | 0 | [24 empty] | 0
9075304 | U MI CIT | LEVEL 12 | IDF 12-122C | 12-110Z | CORRIDOR | 8 |  | BAS |  |  | BMS |  |  |  | BMS | [19 empty] | FACILITIES | [25 empty] | 0 | [18 empty] | 0 |  | 0 | [24 empty] | 0
5116632 | U MI CIT | LEVEL 12 | IDF 12-122C | 12-113 | UNIV PATIENT RM | 8 |  | WAP |  |  | WAP |  |  |  | WAP SPARE | [19 empty] | HITS-WAP |  | 12-07 | [23 empty] | 0 | [18 empty] | 0 |  | 0 | [24 empty] | 0
5117524 | U MI CIT | LEVEL 12 | IDF 12-122C | 12-120Z | CORRIDOR | 1 |  | WAP |  |  | WAP |  |  |  | WAP SPARE | [19 empty] | HITS-WAP | [25 empty] | 0 | [18 empty] | 0 |  | 0 | [24 empty] | 0
5116881 | U MI CIT | LEVEL 12 | IDF 12-122C | 12-120Z | CORRIDOR | 4 |  | WAP |  |  | WAP |  |  |  | WAP SPARE | [19 empty] | HITS-WAP | [25 empty] | 0 | [18 empty] | 0 |  | 0 | [24 empty] | 0
7108329 | U MI CIT | LEVEL 12 | IDF 12-334C | 12-122C | IDF | 2 |  | CAM |  |  | SECURITY - CAMERA | [23 empty] | DPSS SECURITY CAMERA |  |  | 0 | [22 empty] | 0 | [18 empty] | 0 |  | 0 | [24 empty] | 0
8900056 | U MI CIT | LEVEL 12 | IDF 12-334C | 12-122C | IDF | 3 |  | NP |  |  | NURSE CALL-PANEL |  |  |  | NURSE CALL-PANEL | [19 empty] | HITS - EI |  |  | 0 | 2025-02-01 | [21 empty] | 0 | [18 empty] | 0 |  | 0 | [24 empty] | 0
7028861 | U MI CIT | LEVEL 12 | IDF 12-334C | 12-122C | IDF | 4 |  | SP |  |  | SECURITY - PANEL |  |  |  | SECURITY - PANEL |  |  |  | SECURITY - PANEL | [11 empty] | SECURITY - PANEL |  |  |  | SECURITY |  |  | 0 | [22 empty] | 0 | [18 empty] | 0 |  | 0 | [24 empty] | 0
8900004 | U MI CIT | LEVEL 12 | IDF 12-334C | 12-122C | IDF | 5 |  | BAS |  |  | BMS |  |  |  | BMS | [19 empty] | FACILITIES |  |  | 0 | 2025-02-01 | [21 empty] | 0 | [18 empty] | 0 |  | 0 | [24 empty] | 0
7106947 | U MI CIT | LEVEL 12 | IDF 12-334C | 12-130V | VESTIBULE | 1 |  | IC |  |  | INTERCOM | [23 empty] | INTERCOM | [25 empty] | 0 | [18 empty] | 0 |  | 0 | [24 empty] | 0
7107032 | U MI CIT | LEVEL 12 | IDF 12-334C | 12-138 | LOGISTICS/DISPOSAL HOLD | 1 |  | CAM |  |  | SECURITY - CAMERA | [23 empty] | DPSS SECURITY CAMERA | [25 empty] | 0 | [18 empty] | 0 |  | 0 | [24 empty] | 0
5117587 | U MI CIT | LEVEL 12 | IDF 12-334C | 12-138 | LOGISTICS/DISPOSAL HOLD | 2 |  | WAP |  |  | WAP |  |  |  | WAP SPARE | [19 empty] | HITS-WAP | [25 empty] | 0 | [18 empty] | 0 |  | 0 | [24 empty] | 0
9075052 | U MI CIT | LEVEL 12 | IDF 12-334C | 12-138 | LOGISTICS/DISPOSAL HOLD | 3 |  | BAS |  |  | BMS |  |  |  | BMS | [19 empty] | FACILITIES | [25 empty] | 0 | [18 empty] | 0 |  | 0 | [24 empty] | 0
5117029 | U MI CIT | LEVEL 12 | IDF 12-122C | 12-201 | UNIV ISO PATIENT RM | 8 |  | WAP |  |  | WAP |  |  |  | WAP SPARE | [19 empty] | HITS-WAP |  | 12-10 | [23 empty] | 0 | [18 empty] | 0 |  | 0 | [24 empty] | 0
9074984 | U MI CIT | LEVEL 12 | IDF 12-122C | 12-202 | CLEAN UTILITY | 1 |  | BAS |  |  | BMS |  |  |  | BMS | [19 empty] | FACILITIES | [25 empty] | 0 | [18 empty] | 0 |  | 0 | [24 empty] | 0
5117136 | U MI CIT | LEVEL 12 | IDF 12-122C | 12-203 | UNIV PATIENT RM | 8 |  | WAP |  |  | WAP |  |  |  | WAP SPARE | [19 empty] | HITS-WAP |  | 12-11 | [23 empty] | 0 | [18 empty] | 0 |  | 0 | [24 empty] | 0
5116951 | U MI CIT | LEVEL 12 | IDF 12-122C | 12-206 | TEAM ROOM | 16 |  | WAP |  |  | WAP |  |  |  | WAP SPARE | [19 empty] | HITS-WAP | [25 empty] | 0 | [18 empty] | 0 |  | 0 | [24 empty] | 0
5117193 | U MI CIT | LEVEL 12 | IDF 12-122C | 12-207 | UNIV PATIENT RM | 8 |  | WAP |  |  | WAP |  |  |  | WAP SPARE | [19 empty] | HITS-WAP |  | 12-13 | [23 empty] | 0 | [18 empty] | 0 |  | 0 | [24 empty] | 0
5117660 | U MI CIT | LEVEL 12 | IDF 12-122C | 12-212 | NURSES STATION | 11 |  | WAP |  |  | WAP |  |  |  | WAP SPARE | [19 empty] | HITS-WAP | [25 empty] | 0 | [18 empty] | 0 |  | 0 | [24 empty] | 0
5117323 | U MI CIT | LEVEL 12 | IDF 12-122C | 12-213 | CONSULT / DEBRIEF (Respite Room) | 4 |  | WAP |  |  | WAP |  |  |  | WAP SPARE | [19 empty] | HITS-WAP | [25 empty] | 0 | [18 empty] | 0 |  | 0 | [24 empty] | 0
9075224 | U MI CIT | LEVEL 12 | IDF 12-122C | 12-213A | CONSULT VESTIBULE | 2 |  | BAS |  |  | BMS |  |  |  | BMS | [19 empty] | FACILITIES | [25 empty] | 0 | [18 empty] | 0 |  | 0 | [24 empty] | 0
7108080 | U MI CIT | LEVEL 12 | IDF 12-122C | 12-222 | MED GAS | 1 |  | CAM |  |  | SECURITY - CAMERA | [23 empty] | DPSS SECURITY CAMERA | [25 empty] | 0 | [18 empty] | 0 |  | 0 | [24 empty] | 0
9104454 | U MI CIT | LEVEL 12 | IDF 12-122C | 12-236E | ELECTRICAL ROOM | 1 |  | BAS |  |  | BMS |  |  |  | BMS | [19 empty] | FACILITIES | [25 empty] | 0 | [18 empty] | 0 |  | 0 | [24 empty] | 0
9104486 | U MI CIT | LEVEL 12 | IDF 12-122C | 12-236E | ELECTRICAL ROOM | 2 |  | BAS |  |  | BMS |  |  |  | BMS | [19 empty] | FACILITIES | [25 empty] | 0 | [18 empty] | 0 |  | 0 | [24 empty] | 0
9104422 | U MI CIT | LEVEL 12 | IDF 12-122C | 12-236E | ELECTRICAL ROOM | 3 |  | BAS |  |  | BMS |  |  |  | BMS | [19 empty] | FACILITIES | [25 empty] | 0 | [18 empty] | 0 |  | 0 | [24 empty] | 0
9104390 | U MI CIT | LEVEL 12 | IDF 12-122C | 12-236E | ELECTRICAL ROOM | 4 |  | BAS |  |  | BMS |  |  |  | BMS | [19 empty] | FACILITIES | [25 empty] | 0 | [18 empty] | 0 |  | 0 | [24 empty] | 0
9104320 | U MI CIT | LEVEL 12 | IDF 12-122C | 12-236E | ELECTRICAL ROOM | 5 |  | BAS |  |  | BMS |  |  |  | BMS | [19 empty] | FACILITIES | [25 empty] | 0 | [18 empty] | 0 |  | 0 | [24 empty] | 0
7596702 | U MI CIT | LEVEL 12 | IDF 12-122C | 12-236E | ELECTRICAL ROOM | 6 |  | BAS |  |  | BMS |  |  |  | BMS | [19 empty] | FACILITIES | [25 empty] | 0 | [18 empty] | 0 |  | 0 | [24 empty] | 0
5117790 | U MI CIT | LEVEL 12 | IDF 12-122C | 12-305 | UNIV PATIENT RM | 8 |  | WAP |  |  | WAP |  |  |  | WAP SPARE | [19 empty] | HITS-WAP |  | 12-18 | [23 empty] | 0 | [18 empty] | 0 |  | 0 | [24 empty] | 0
6644507 | U MI CIT | LEVEL 12 | IDF 12-122C | 12-308 | MEDICATION | 3 |  | CAM |  |  | SECURITY - CAMERA | [23 empty] | DPSS SECURITY CAMERA | [25 empty] | 0 | [18 empty] | 0 |  | 0 | [24 empty] | 0
5118261 | U MI CIT | LEVEL 12 | IDF 12-334C | 12-310Z | CORRIDOR | 1 |  | WAP |  |  | WAP |  |  |  | WAP SPARE | [19 empty] | HITS-WAP | [25 empty] | 0 | [18 empty] | 0 |  | 0 | [24 empty] | 0
7106636 | U MI CIT | LEVEL 12 | IDF 12-334C | 12-310Z | CORRIDOR | 2 |  | CAM |  |  | SECURITY - CAMERA | [23 empty] | DPSS SECURITY CAMERA | [25 empty] | 0 | [18 empty] | 0 |  | 0 | [24 empty] | 0
9075080 | U MI CIT | LEVEL 12 | IDF 12-334C | 12-310Z | CORRIDOR | 3 |  | BAS |  |  | BMS |  |  |  | BMS | [19 empty] | FACILITIES | [25 empty] | 0 | [18 empty] | 0 |  | 0 | [24 empty] | 0
7106760 | U MI CIT | LEVEL 12 | IDF 12-122C | 12-310Z | CORRIDOR | 6 |  | CAM |  |  | SECURITY - CAMERA | [23 empty] | DPSS SECURITY CAMERA | [25 empty] | 0 | [18 empty] | 0 |  | 0 | [24 empty] | 0
5117441 | U MI CIT | LEVEL 12 | IDF 12-122C | 12-312 | NOURISHMENT | 2 |  | WAP |  |  | WAP |  |  |  | WAP SPARE | [19 empty] | HITS-WAP | [25 empty] | 0 | [18 empty] | 0 |  | 0 | [24 empty] | 0
5117901 | U MI CIT | LEVEL 12 | IDF 12-334C | 12-313 | UNIV PATIENT RM | 8 |  | WAP |  |  | WAP |  |  |  | WAP SPARE | [19 empty] | HITS-WAP |  | 12-22 | [23 empty] | 0 | [18 empty] | 0 |  | 0 | [24 empty] | 0
9075172 | U MI CIT | LEVEL 12 | IDF 12-334C | 12-315 | UNIV PATIENT RM | 4 |  | BAS |  |  | BMS |  |  |  | BMS | [19 empty] | FACILITIES |  | 12-23 | [23 empty] | 0 | [18 empty] | 0 |  | 0 | [24 empty] | 0
5118024 | U MI CIT | LEVEL 12 | IDF 12-334C | 12-317 | UNIV ISO PATIENT RM | 8 |  | WAP |  |  | WAP |  |  |  | WAP SPARE | [19 empty] | HITS-WAP |  | 12-24 | [23 empty] | 0 | [18 empty] | 0 |  | 0 | [24 empty] | 0
5114602 | U MI CIT | LEVEL 12 | IDF 12-334C | 12-319 | UNIV PATIENT RM | 8 |  | WAP |  |  | WAP |  |  |  | WAP SPARE | [19 empty] | HITS-WAP |  | 12-25 | [23 empty] | 0 | [18 empty] | 0 |  | 0 | [24 empty] | 0
5114723 | U MI CIT | LEVEL 12 | IDF 12-334C | 12-320Z | CORRIDOR | 1 |  | WAP |  |  | WAP |  |  |  | WAP SPARE | [19 empty] | HITS-WAP | [25 empty] | 0 | [18 empty] | 0 |  | 0 | [24 empty] | 0
7104481 | U MI CIT | LEVEL 12 | IDF 12-334C | 12-320Z | CORRIDOR | 4 |  | CAM |  |  | SECURITY - CAMERA | [23 empty] | DPSS SECURITY CAMERA | [25 empty] | 0 | [18 empty] | 0 |  | 0 | [24 empty] | 0
9081585 | U MI CIT | LEVEL 12 | IDF 12-438C | 12-320Z | CORRIDOR | 6 |  | BAS |  |  | BMS |  |  |  | BMS | [19 empty] | FACILITIES | [25 empty] | 0 | [18 empty] | 0 |  | 0 | [24 empty] | 0
5114541 | U MI CIT | LEVEL 12 | IDF 12-334C | 12-325 | UNIV PATIENT RM | 8 |  | WAP |  |  | WAP |  |  |  | WAP SPARE | [19 empty] | HITS-WAP |  | 12-28 | [23 empty] | 0 | [18 empty] | 0 |  | 0 | [24 empty] | 0
5114482 | U MI CIT | LEVEL 12 | IDF 12-438C | 12-331 | UNIV PATIENT RM | 8 |  | WAP |  |  | WAP |  |  |  | WAP SPARE | [19 empty] | HITS-WAP |  | 12-31 | [23 empty] | 0 | [18 empty] | 0 |  | 0 | [24 empty] | 0
5114971 | U MI CIT | LEVEL 12 | IDF 12-438C | 12-333 | UNIV ISO PATIENT RM ADA | 8 |  | WAP |  |  | WAP |  |  |  | WAP SPARE | [19 empty] | HITS-WAP |  | 12-32 | [23 empty] | 0 | [18 empty] | 0 |  | 0 | [24 empty] | 0
7306593 | U MI CIT | LEVEL 12 | IDF 12-334C | 12-334C | IDF | 1 |  | CAM |  |  | SECURITY - CAMERA | [23 empty] | DPSS SECURITY CAMERA |  |  | 0 | [22 empty] | 0 | [18 empty] | 0 |  | 0 | [24 empty] | 0
8899827 | U MI CIT | LEVEL 12 | IDF 12-334C | 12-334C | IDF | 2 |  | BAS |  |  | BMS |  |  |  | BMS | [19 empty] | FACILITIES |  |  | 0 | 2025-02-01 | [21 empty] | 0 | [18 empty] | 0 |  | 0 | [24 empty] | 0
8899783 | U MI CIT | LEVEL 12 | IDF 12-334C | 12-334C | IDF | 3 |  | SP |  |  | SECURITY - PANEL |  |  |  | SECURITY - PANEL |  |  |  | SECURITY - PANEL | [11 empty] | SECURITY - PANEL |  |  |  | SECURITY |  |  | 0 | [22 empty] | 0 | [18 empty] | 0 |  | 0 | [24 empty] | 0
7028869 | U MI CIT | LEVEL 12 | IDF 12-334C | 12-334C | IDF | 4 |  | NP |  |  | NURSE CALL-PANEL |  |  |  | NURSE CALL-PANEL | [19 empty] | HITS - EI |  |  | 0 | 2025-02-01 | [21 empty] | 0 | [18 empty] | 0 |  | 0 | [24 empty] | 0
5118198 | U MI CIT | LEVEL 12 | IDF 12-334C | 12-334C | IDF | 6 |  | WAP |  |  | WAP |  |  |  | WAP SPARE | [19 empty] | HITS-WAP |  |  | 0 | 2025-02-01 | [21 empty] | 0 | [18 empty] | 0 |  | 0 | [24 empty] | 0
7104255 | U MI CIT | LEVEL 12 | IDF 12-334C | 12-340Z | CORRIDOR | 1 |  | IC |  |  | INTERCOM | [23 empty] | INTERCOM | [25 empty] | 0 | [18 empty] | 0 |  | 0 | [24 empty] | 0
9075198 | U MI CIT | LEVEL 12 | IDF 12-334C | 12-340Z | CORRIDOR | 3 |  | BAS |  |  | BMS |  |  |  | BMS | [19 empty] | FACILITIES | [25 empty] | 0 | [18 empty] | 0 |  | 0 | [24 empty] | 0
5114782 | U MI CIT | LEVEL 12 | IDF 12-438C | 12-354 | EQUIPMENT STORAGE | 2 |  | WAP |  |  | WAP |  |  |  | WAP SPARE | [19 empty] | HITS-WAP | [25 empty] | 0 | [18 empty] | 0 |  | 0 | [24 empty] | 0
5114283 | U MI CIT | LEVEL 12 | IDF 12-438C | 12-401 | UNIV PATIENT RM | 8 |  | WAP |  |  | WAP |  |  |  | WAP SPARE | [19 empty] | HITS-WAP |  | 12-33 | [23 empty] | 0 | [18 empty] | 0 |  | 0 | [24 empty] | 0
5115111 | U MI CIT | LEVEL 12 | IDF 12-438C | 12-402Z | CIRCULATION | 1 |  | WAP |  |  | WAP |  |  |  | WAP SPARE | [19 empty] | HITS-WAP | [25 empty] | 0 | [18 empty] | 0 |  | 0 | [24 empty] | 0
5115777 | U MI CIT | LEVEL 12 | IDF 12-438C | 12-406 | TEAM ROOM | 17 |  | WAP |  |  | WAP |  |  |  | WAP SPARE | [19 empty] | HITS-WAP | [25 empty] | 0 | [18 empty] | 0 |  | 0 | [24 empty] | 0
9081643 | U MI CIT | LEVEL 12 | IDF 12-438C | 12-406 | TEAM ROOM | 18 |  | BAS |  |  | BMS |  |  |  | BMS | [19 empty] | FACILITIES | [25 empty] | 0 | [18 empty] | 0 |  | 0 | [24 empty] | 0
5115006 | U MI CIT | LEVEL 12 | IDF 12-438C | 12-407 | UNIV PATIENT RM | 8 |  | WAP |  |  | WAP |  |  |  | WAP SPARE | [19 empty] | HITS-WAP |  | 12-36 | [23 empty] | 0 | [18 empty] | 0 |  | 0 | [24 empty] | 0
9081503 | U MI CIT | LEVEL 12 | IDF 12-438C | 12-409 | UNIV PATIENT RM | 4 |  | BAS |  |  | BMS |  |  |  | BMS | [19 empty] | FACILITIES |  | 12-37 | [23 empty] | 0 | [18 empty] | 0 |  | 0 | [24 empty] | 0
7102627 | U MI CIT | LEVEL 12 | IDF 12-438C | 12-410Z | CORRIDOR | 3 |  | CAM |  |  | SECURITY - CAMERA | [23 empty] | DPSS SECURITY CAMERA | [25 empty] | 0 | [18 empty] | 0 |  | 0 | [24 empty] | 0
5114391 | U MI CIT | LEVEL 12 | IDF 12-438C | 12-410Z | CORRIDOR | 4 |  | WAP |  |  | WAP |  |  |  | WAP SPARE | [19 empty] | HITS-WAP | [25 empty] | 0 | [18 empty] | 0 |  | 0 | [24 empty] | 0
9081531 | U MI CIT | LEVEL 12 | IDF 12-438C | 12-410Z | CORRIDOR | 5 |  | BAS |  |  | BMS |  |  |  | BMS | [19 empty] | FACILITIES | [25 empty] | 0 | [18 empty] | 0 |  | 0 | [24 empty] | 0
7102531 | U MI CIT | LEVEL 12 | IDF 12-438C | 12-410Z | CORRIDOR | 7 |  | CAM |  |  | SECURITY - CAMERA | [23 empty] | DPSS SECURITY CAMERA | [25 empty] | 0 | [18 empty] | 0 |  | 0 | [24 empty] | 0
7102486 | U MI CIT | LEVEL 12 | IDF 12-438C | 12-410Z | CORRIDOR | 8 |  | CAM |  |  | SECURITY - CAMERA | [23 empty] | DPSS SECURITY CAMERA | [25 empty] | 0 | [18 empty] | 0 |  | 0 | [24 empty] | 0
5115223 | U MI CIT | LEVEL 12 | IDF 12-438C | 12-413 | UNIV PATIENT RM ADA | 8 |  | WAP |  |  | WAP |  |  |  | WAP SPARE | [19 empty] | HITS-WAP |  | 12-39 | [23 empty] | 0 | [18 empty] | 0 |  | 0 | [24 empty] | 0
6641661 | U MI CIT | LEVEL 12 | IDF 12-438C | 12-414 | MEDICATION | 6 |  | CAM |  |  | SECURITY - CAMERA | [23 empty] | DPSS SECURITY CAMERA | [25 empty] | 0 | [18 empty] | 0 |  | 0 | [24 empty] | 0
5115482 | U MI CIT | LEVEL 12 | IDF 12-438C | 12-417 | COMMUNAL TEAMING | 6 |  | WAP |  |  | WAP |  |  |  | WAP SPARE | [19 empty] | HITS-WAP | [25 empty] | 0 | [18 empty] | 0 |  | 0 | [24 empty] | 0
5115838 | U MI CIT | LEVEL 12 | IDF 12-438C | 12-418 | SOILED UTILITY | 5 |  | WAP |  |  | WAP |  |  |  | WAP SPARE | [19 empty] | HITS-WAP | [25 empty] | 0 | [18 empty] | 0 |  | 0 | [24 empty] | 0
5118375 | U MI CIT | LEVEL 12 | IDF 12-334C | 12-420Z | CORRIDOR | 3 |  | WAP |  |  | WAP |  |  |  | WAP SPARE | [19 empty] | HITS-WAP | [25 empty] | 0 | [18 empty] | 0 |  | 0 | [24 empty] | 0
9104132 | U MI CIT | LEVEL 12 | IDF 12-438C | 12-432E | ELECTRICAL ROOM | 1 |  | BAS |  |  | BMS |  |  |  | BMS | [19 empty] | FACILITIES | [25 empty] | 0 | [18 empty] | 0 |  | 0 | [24 empty] | 0
9104100 | U MI CIT | LEVEL 12 | IDF 12-438C | 12-432E | ELECTRICAL ROOM | 2 |  | BAS |  |  | BMS |  |  |  | BMS | [19 empty] | FACILITIES | [25 empty] | 0 | [18 empty] | 0 |  | 0 | [24 empty] | 0
9104060 | U MI CIT | LEVEL 12 | IDF 12-438C | 12-432E | ELECTRICAL ROOM | 3 |  | BAS |  |  | BMS |  |  |  | BMS | [19 empty] | FACILITIES | [25 empty] | 0 | [18 empty] | 0 |  | 0 | [24 empty] | 0
9103988 | U MI CIT | LEVEL 12 | IDF 12-438C | 12-432E | ELECTRICAL ROOM | 4 |  | BAS |  |  | BMS |  |  |  | BMS | [19 empty] | FACILITIES | [25 empty] | 0 | [18 empty] | 0 |  | 0 | [24 empty] | 0
9104028 | U MI CIT | LEVEL 12 | IDF 12-438C | 12-432E | ELECTRICAL ROOM | 5 |  | BAS |  |  | BMS |  |  |  | BMS | [19 empty] | FACILITIES | [25 empty] | 0 | [18 empty] | 0 |  | 0 | [24 empty] | 0
7596690 | U MI CIT | LEVEL 12 | IDF 12-438C | 12-432E | ELECTRICAL ROOM | 7 |  | BAS |  |  | BMS |  |  |  | BMS | [19 empty] | FACILITIES | [25 empty] | 0 | [18 empty] | 0 |  | 0 | [24 empty] | 0
7306325 | U MI CIT | LEVEL 12 | IDF 12-438C | 12-438C | IDF | 1 |  | CAM |  |  | SECURITY - CAMERA | [23 empty] | DPSS SECURITY CAMERA |  |  | 0 | [22 empty] | 0 | [18 empty] | 0 |  | 0 | [24 empty] | 0
8899481 | U MI CIT | LEVEL 12 | IDF 12-438C | 12-438C | IDF | 2 |  | NP |  |  | NURSE CALL-PANEL |  |  |  | NURSE CALL-PANEL | [19 empty] | HITS - EI |  |  | 0 | 2025-02-01 | [21 empty] | 0 | [18 empty] | 0 |  | 0 | [24 empty] | 0
8899409 | U MI CIT | LEVEL 12 | IDF 12-438C | 12-438C | IDF | 3 |  | SP |  |  | SECURITY - PANEL |  |  |  | SECURITY - PANEL |  |  |  | SECURITY - PANEL | [11 empty] | SECURITY - PANEL |  |  |  | SECURITY |  |  | 0 | [22 empty] | 0 | [18 empty] | 0 |  | 0 | [24 empty] | 0
7028877 | U MI CIT | LEVEL 12 | IDF 12-438C | 12-438C | IDF | 4 |  | BAS |  |  | BMS |  |  |  | BMS | [19 empty] | FACILITIES |  |  | 0 | 2025-02-01 | [21 empty] | 0 | [18 empty] | 0 |  | 0 | [24 empty] | 0
7104045 | U MI CIT | LEVEL 12 | IDF 12-334C | 12-500V | VESTIBULE | 1 |  | CAM |  |  | SECURITY - CAMERA | [23 empty] | DPSS SECURITY CAMERA | [25 empty] | 0 | [18 empty] | 0 |  | 0 | [24 empty] | 0
7104737 | U MI CIT | LEVEL 12 | IDF 12-334C | 12-500Z | FIRE SERV/ PAT. ELEV LOBBY | 2 |  | CAM |  |  | SECURITY - CAMERA | [23 empty] | DPSS SECURITY CAMERA | [25 empty] | 0 | [18 empty] | 0 |  | 0 | [24 empty] | 0
9081707 | U MI CIT | LEVEL 12 | IDF 12-438C | 12-503 | UNIV PATIENT RM | 3 |  | BAS |  |  | BMS |  |  |  | BMS | [19 empty] | FACILITIES |  | 12-41 | [23 empty] | 0 | [18 empty] | 0 |  | 0 | [24 empty] | 0
5115581 | U MI CIT | LEVEL 12 | IDF 12-438C | 12-507 | UNIV PATIENT RM | 8 |  | WAP |  |  | WAP |  |  |  | WAP SPARE | [19 empty] | HITS-WAP |  | 12-43 | [23 empty] | 0 | [18 empty] | 0 |  | 0 | [24 empty] | 0
7104895 | U MI CIT | LEVEL 12 | IDF 12-334C | 12-510Z | CORRIDOR | 5 |  | IC |  |  | INTERCOM | [23 empty] | INTERCOM | [25 empty] | 0 | [18 empty] | 0 |  | 0 | [24 empty] | 0
7102890 | U MI CIT | LEVEL 12 | IDF 12-438C | 12-510Z | CORRIDOR | 6 |  | CAM |  |  | SECURITY - CAMERA | [23 empty] | DPSS SECURITY CAMERA | [25 empty] | 0 | [18 empty] | 0 |  | 0 | [24 empty] | 0
5115353 | U MI CIT | LEVEL 12 | IDF 12-438C | 12-510Z | CORRIDOR | 7 |  | WAP |  |  | WAP |  |  |  | WAP SPARE | [19 empty] | HITS-WAP | [25 empty] | 0 | [18 empty] | 0 |  | 0 | [24 empty] | 0
5115738 | U MI CIT | LEVEL 12 | IDF 12-438C | 12-510Z | CORRIDOR | 9 |  | WAP |  |  | WAP |  |  |  | WAP SPARE | [19 empty] | HITS-WAP | [25 empty] | 0 | [18 empty] | 0 |  | 0 | [24 empty] | 0
7103671 | U MI CIT | LEVEL 12 | IDF 12-438C | 12-510Z | CORRIDOR | 12 |  | CAM |  |  | SECURITY - CAMERA | [23 empty] | DPSS SECURITY CAMERA | [25 empty] | 0 | [18 empty] | 0 |  | 0 | [24 empty] | 0
5116233 | U MI CIT | LEVEL 12 | IDF 12-334C | 12-515 | UNIV PATIENT RM | 8 |  | WAP |  |  | WAP |  |  |  | WAP SPARE | [19 empty] | HITS-WAP |  | 12-47 | [23 empty] | 0 | [18 empty] | 0 |  | 0 | [24 empty] | 0
7104964 | U MI CIT | LEVEL 12 | IDF 12-334C | 12-516 | NURSES STATION | 7 |  | IC |  |  | INTERCOM | [23 empty] | INTERCOM | [25 empty] | 0 | [18 empty] | 0 |  | 0 | [24 empty] | 0
5116062 | U MI CIT | LEVEL 12 | IDF 12-334C | 12-516 | NURSES STATION | 11 |  | WAP |  |  | WAP |  |  |  | WAP SPARE | [19 empty] | HITS-WAP | [25 empty] | 0 | [18 empty] | 0 |  | 0 | [24 empty] | 0
7220798 | U MI CIT | LEVEL 12 | IDF 12-334C | 12-516B | PTUBE | 1 |  | PT |  |  | P-TUBE |  |  |  | WIRED SPARE | [19 empty] | P-TUBE | [25 empty] | 0 | [18 empty] | 0 |  | 0 | [24 empty] | 0
5115911 | U MI CIT | LEVEL 12 | IDF 12-334C | 12-520Z | CORRIDOR | 2 |  | WAP |  |  | WAP |  |  |  | WAP SPARE | [19 empty] | HITS-WAP | [25 empty] | 0 | [18 empty] | 0 |  | 0 | [24 empty] | 0
7103556 | U MI CIT | LEVEL 12 | IDF 12-334C | 12-530Z | CORRIDOR | 1 |  | CAM |  |  | SECURITY - CAMERA | [23 empty] | DPSS SECURITY CAMERA | [25 empty] | 0 | [18 empty] | 0 |  | 0 | [24 empty] | 0
5170391 | U MI CIT | LEVEL 1 | IDF 1-005 | 1-500Z | FIRE SERV/ PAT. ELEV LOBBY | 2 |  | CAM |  |  | SECURITY - CAMERA | [23 empty] | DPSS SECURITY CAMERA | [25 empty] | 0 | [18 empty] | 0 |  | 0 | [24 empty] | 0
5053905 | U MI CIT | LEVEL 1 | IDF 1-005 | 1-500Z | FIRE SERV/ PAT. ELEV LOBBY | 3 |  | WAP |  |  | WAP |  |  |  | WAP SPARE | [19 empty] | HITS-WAP | [25 empty] | 0 | [18 empty] | 0 |  | 0 | [24 empty] | 0
5170197 | U MI CIT | LEVEL 1 | IDF 1-005 | 1-520Z | CORRIDOR | 2 |  | CAM |  |  | SECURITY - CAMERA | [23 empty] | DPSS SECURITY CAMERA | [25 empty] | 0 | [18 empty] | 0 |  | 0 | [24 empty] | 0
5053835 | U MI CIT | LEVEL 1 | IDF 1-005 | 1-520Z | CORRIDOR | 1 |  | WAP |  |  | WAP |  |  |  | WAP SPARE | [19 empty] | HITS-WAP | [25 empty] | 0 | [18 empty] | 0 |  | 0 | [24 empty] | 0
7308888 | U MI CIT | LEVEL 2 | IDF 2M-009 | 2-000 | EXTERIOR WEST | 1 |  | 1 |  |  | N-A-INVALID | [49 empty] | 0 | [18 empty] | 0 |  | 0 | [24 empty] | 0
7308900 | U MI CIT | LEVEL 2 | IDF 2M-009C | 2-000 | EXTERIOR WEST | 2 |  | 1 |  |  | N-A-INVALID | [49 empty] | 0 | [18 empty] | 0 |  | 0 | [24 empty] | 0
7590280 | U MI CIT | LEVEL 2 | IDF 2M-009C | 2-002E | MAIN ELECTRICAL ROOM | 2 |  | BAS |  |  | BMS |  |  |  | BMS | [19 empty] | FACILITIES | [25 empty] | 0 | [18 empty] | 0 |  | 0 | [24 empty] | 0
7457743 | U MI CIT | LEVEL 2 | IDF 2M-009C | 2-002E | MAIN ELECTRICAL ROOM | 4 |  | BAS |  |  | BMS |  |  |  | BMS | [19 empty] | FACILITIES | [25 empty] | 0 | [18 empty] | 0 |  | 0 | [24 empty] | 0
9089350 | U MI CIT | LEVEL 2 | IDF 2M-009C | 2-002E | MAIN ELECTRICAL ROOM | 5 |  | BAS |  |  | BMS |  |  |  | BMS | [19 empty] | FACILITIES | [25 empty] | 0 | [18 empty] | 0 |  | 0 | [24 empty] | 0
9089426 | U MI CIT | LEVEL 2 | IDF 2M-009C | 2-002E | MAIN ELECTRICAL ROOM | 6 |  | BAS |  |  | BMS |  |  |  | BMS | [19 empty] | FACILITIES | [25 empty] | 0 | [18 empty] | 0 |  | 0 | [24 empty] | 0
9089530 | U MI CIT | LEVEL 2 | IDF 2M-009C | 2-002E | MAIN ELECTRICAL ROOM | 7 |  | BAS |  |  | BMS |  |  |  | BMS | [19 empty] | FACILITIES | [25 empty] | 0 | [18 empty] | 0 |  | 0 | [24 empty] | 0
9089550 | U MI CIT | LEVEL 2 | IDF 2M-009C | 2-002E | MAIN ELECTRICAL ROOM | 8 |  | BAS |  |  | BMS |  |  |  | BMS | [19 empty] | FACILITIES | [25 empty] | 0 | [18 empty] | 0 |  | 0 | [24 empty] | 0
9091567 | U MI CIT | LEVEL 2 | IDF 2M-009C | 2-002E | MAIN ELECTRICAL ROOM | 9 |  | BAS |  |  | BMS |  |  |  | BMS | [19 empty] | FACILITIES | [25 empty] | 0 | [18 empty] | 0 |  | 0 | [24 empty] | 0
9091623 | U MI CIT | LEVEL 2 | IDF 2M-009C | 2-002E | MAIN ELECTRICAL ROOM | 10 |  | BAS |  |  | BMS |  |  |  | BMS | [19 empty] | FACILITIES | [25 empty] | 0 | [18 empty] | 0 |  | 0 | [24 empty] | 0
9091667 | U MI CIT | LEVEL 2 | IDF 2M-009C | 2-002E | MAIN ELECTRICAL ROOM | 11 |  | BAS |  |  | BMS |  |  |  | BMS | [19 empty] | FACILITIES | [25 empty] | 0 | [18 empty] | 0 |  | 0 | [24 empty] | 0
9091647 | U MI CIT | LEVEL 2 | IDF 2M-009C | 2-002E | MAIN ELECTRICAL ROOM | 12 |  | BAS |  |  | BMS |  |  |  | BMS | [19 empty] | FACILITIES | [25 empty] | 0 | [18 empty] | 0 |  | 0 | [24 empty] | 0
9089570 | U MI CIT | LEVEL 2 | IDF 2M-009C | 2-002E | MAIN ELECTRICAL ROOM | 13 |  | BAS |  |  | BMS |  |  |  | BMS | [19 empty] | FACILITIES | [25 empty] | 0 | [18 empty] | 0 |  | 0 | [24 empty] | 0
9089684 | U MI CIT | LEVEL 2 | IDF 2M-009C | 2-002E | MAIN ELECTRICAL ROOM | 14 |  | BAS |  |  | BMS |  |  |  | BMS | [19 empty] | FACILITIES | [25 empty] | 0 | [18 empty] | 0 |  | 0 | [24 empty] | 0
9089712 | U MI CIT | LEVEL 2 | IDF 2M-009C | 2-002E | MAIN ELECTRICAL ROOM | 15 |  | BAS |  |  | BMS |  |  |  | BMS | [19 empty] | FACILITIES | [25 empty] | 0 | [18 empty] | 0 |  | 0 | [24 empty] | 0
9089740 | U MI CIT | LEVEL 2 | IDF 2M-009C | 2-002E | MAIN ELECTRICAL ROOM | 16 |  | BAS |  |  | BMS |  |  |  | BMS | [19 empty] | FACILITIES | [25 empty] | 0 | [18 empty] | 0 |  | 0 | [24 empty] | 0
7457773 | U MI CIT | LEVEL 2 | IDF 2M-009C | 2-002E | MAIN ELECTRICAL ROOM | 17 |  | BAS |  |  | BMS |  |  |  | BMS | [19 empty] | FACILITIES | [25 empty] | 0 | [18 empty] | 0 |  | 0 | [24 empty] | 0
9091761 | U MI CIT | LEVEL 2 | IDF 2M-009C | 2-002E | MAIN ELECTRICAL ROOM | 19 |  | BAS |  |  | BMS |  |  |  | BMS | [19 empty] | FACILITIES | [25 empty] | 0 | [18 empty] | 0 |  | 0 | [24 empty] | 0
9091687 | U MI CIT | LEVEL 2 | IDF 2M-009C | 2-002E | MAIN ELECTRICAL ROOM | 20 |  | BAS |  |  | BMS |  |  |  | BMS | [19 empty] | FACILITIES | [25 empty] | 0 | [18 empty] | 0 |  | 0 | [24 empty] | 0
9089791 | U MI CIT | LEVEL 2 | IDF 2M-009C | 2-002E | MAIN ELECTRICAL ROOM | 21 |  | BAS |  |  | BMS |  |  |  | BMS | [19 empty] | FACILITIES | [25 empty] | 0 | [18 empty] | 0 |  | 0 | [24 empty] | 0
9089799 | U MI CIT | LEVEL 2 | IDF 2M-009C | 2-002E | MAIN ELECTRICAL ROOM | 22 |  | BAS |  |  | BMS |  |  |  | BMS | [19 empty] | FACILITIES | [25 empty] | 0 | [18 empty] | 0 |  | 0 | [24 empty] | 0
9089807 | U MI CIT | LEVEL 2 | IDF 2M-009C | 2-002E | MAIN ELECTRICAL ROOM | 23 |  | BAS |  |  | BMS |  |  |  | BMS | [19 empty] | FACILITIES | [25 empty] | 0 | [18 empty] | 0 |  | 0 | [24 empty] | 0
9089815 | U MI CIT | LEVEL 2 | IDF 2M-009C | 2-002E | MAIN ELECTRICAL ROOM | 24 |  | BAS |  |  | BMS |  |  |  | BMS | [19 empty] | FACILITIES | [25 empty] | 0 | [18 empty] | 0 |  | 0 | [24 empty] | 0
7457797 | U MI CIT | LEVEL 2 | IDF 2M-009C | 2-002E | MAIN ELECTRICAL ROOM | 25 |  | BAS |  |  | BMS |  |  |  | BMS | [19 empty] | FACILITIES | [25 empty] | 0 | [18 empty] | 0 |  | 0 | [24 empty] | 0
8487476 | U MI CIT | LEVEL 2 | IDF 2M-009C | 2-002E | MAIN ELECTRICAL ROOM | 1 |  | WAP |  |  | WAP |  |  |  | WAP SPARE | [19 empty] | HITS-WAP | [25 empty] | 0 | [18 empty] | 0 |  | 0 | [24 empty] | 0
8487494 | U MI CIT | LEVEL 2 | IDF 2M-009C | 2-002E | MAIN ELECTRICAL ROOM | 18 |  | WAP |  |  | WAP |  |  |  | WAP SPARE | [19 empty] | HITS-WAP | [25 empty] | 0 | [18 empty] | 0 |  | 0 | [24 empty] | 0
7472805 | U MI CIT | LEVEL 2 | IDF 2M-009C | 2-004 | BOOSTER PUMP | 1 |  | BAS |  |  | BMS |  |  |  | BMS | [19 empty] | FACILITIES | [25 empty] | 0 | [18 empty] | 0 |  | 0 | [24 empty] | 0
7472785 | U MI CIT | LEVEL 2 | IDF 2M-009C | 2-004 | BOOSTER PUMP | 2 |  | BAS |  |  | BMS |  |  |  | BMS | [19 empty] | FACILITIES | [25 empty] | 0 | [18 empty] | 0 |  | 0 | [24 empty] | 0
8907302 | U MI CIT | LEVEL 2 | IDF 2M-009C | 2-004 | BOOSTER PUMP | 4 |  | BAS |  |  | BMS |  |  |  | BMS | [19 empty] | FACILITIES | [25 empty] | 0 | [18 empty] | 0 |  | 0 | [24 empty] | 0
8906971 | U MI CIT | LEVEL 2 | IDF 2M-009C | 2-004 | BOOSTER PUMP | 7 |  | BAS |  |  | BMS |  |  |  | BMS | [19 empty] | FACILITIES | [25 empty] | 0 | [18 empty] | 0 |  | 0 | [24 empty] | 0
8487485 | U MI CIT | LEVEL 2 | IDF 2M-009C | 2-004 | BOOSTER PUMP | 3 |  | WAP |  |  | WAP |  |  |  | WAP SPARE | [19 empty] | HITS-WAP | [25 empty] | 0 | [18 empty] | 0 |  | 0 | [24 empty] | 0
8907274 | U MI CIT | LEVEL 2 | IDF 2M-009C | 2-004A | FUEL PUMP | 1 |  | BAS |  |  | BMS |  |  |  | BMS | [19 empty] | FACILITIES | [25 empty] | 0 | [18 empty] | 0 |  | 0 | [24 empty] | 0
5056382 | U MI CIT | LEVEL 2 | IDF 2M-009C | 2-005A | VESTIBULE | 1 |  | WAP |  |  | WAP |  |  |  | WAP SPARE | [19 empty] | HITS-WAP | [25 empty] | 0 | [18 empty] | 0 |  | 0 | [24 empty] | 0
5171161 | U MI CIT | LEVEL 2 | IDF 2M-009C | 2-005X | STAIR 2 | 1 |  | CAM |  |  | SECURITY - CAMERA | [23 empty] | DPSS SECURITY CAMERA | [25 empty] | 0 | [18 empty] | 0 |  | 0 | [24 empty] | 0
9090256 | U MI CIT | LEVEL 2 | IDF 2M-009C | 2-006E | UPS ROOM | 2 |  | BAS |  |  | BMS |  |  |  | BMS | [19 empty] | FACILITIES | [25 empty] | 0 | [18 empty] | 0 |  | 0 | [24 empty] | 0
9090236 | U MI CIT | LEVEL 2 | IDF 2M-009C | 2-006E | UPS ROOM | 3 |  | BAS |  |  | BMS |  |  |  | BMS | [19 empty] | FACILITIES | [25 empty] | 0 | [18 empty] | 0 |  | 0 | [24 empty] | 0
7472612 | U MI CIT | LEVEL 2 | IDF 2M-009C | 2-006E | UPS ROOM | 4 |  | BAS |  |  | BMS |  |  |  | BMS | [19 empty] | FACILITIES | [25 empty] | 0 | [18 empty] | 0 |  | 0 | [24 empty] | 0
9089027 | U MI CIT | LEVEL 2 | IDF 2M-009C | 2-006E | UPS ROOM | 5 |  | BAS |  |  | BMS |  |  |  | BMS | [19 empty] | FACILITIES | [25 empty] | 0 | [18 empty] | 0 |  | 0 | [24 empty] | 0
9089047 | U MI CIT | LEVEL 2 | IDF 2M-009C | 2-006E | UPS ROOM | 6 |  | BAS |  |  | BMS |  |  |  | BMS | [19 empty] | FACILITIES | [25 empty] | 0 | [18 empty] | 0 |  | 0 | [24 empty] | 0
8487458 | U MI CIT | LEVEL 2 | IDF 2M-009C | 2-006E | UPS ROOM | 7 |  | BAS |  |  | BMS |  |  |  | BMS | [19 empty] | FACILITIES | [25 empty] | 0 | [18 empty] | 0 |  | 0 | [24 empty] | 0
8487466 | U MI CIT | LEVEL 2 | IDF 2M-009C | 2-006E | UPS ROOM | 8 |  | BAS |  |  | BMS |  |  |  | BMS | [19 empty] | FACILITIES | [25 empty] | 0 | [18 empty] | 0 |  | 0 | [24 empty] | 0
9090216 | U MI CIT | LEVEL 2 | IDF 2M-009C | 2-006E | UPS ROOM | 9 |  | BAS |  |  | BMS |  |  |  | BMS | [19 empty] | FACILITIES | [25 empty] | 0 | [18 empty] | 0 |  | 0 | [24 empty] | 0
7472633 | U MI CIT | LEVEL 2 | IDF 2M-009C | 2-006E | UPS ROOM | 10 |  | BAS |  |  | BMS |  |  |  | BMS | [19 empty] | FACILITIES | [25 empty] | 0 | [18 empty] | 0 |  | 0 | [24 empty] | 0
7457388 | U MI CIT | LEVEL 2 | IDF 2M-009C | 2-006E | UPS ROOM | 11 |  | BAS |  |  | BMS |  |  |  | BMS | [19 empty] | FACILITIES | [25 empty] | 0 | [18 empty] | 0 |  | 0 | [24 empty] | 0
9089201 | U MI CIT | LEVEL 2 | IDF 2M-009C | 2-006E | UPS ROOM | 12 |  | BAS |  |  | BMS |  |  |  | BMS | [19 empty] | FACILITIES | [25 empty] | 0 | [18 empty] | 0 |  | 0 | [24 empty] | 0
9089221 | U MI CIT | LEVEL 2 | IDF 2M-009C | 2-006E | UPS ROOM | 13 |  | BAS |  |  | BMS |  |  |  | BMS | [19 empty] | FACILITIES | [25 empty] | 0 | [18 empty] | 0 |  | 0 | [24 empty] | 0
5056166 | U MI CIT | LEVEL 2 | IDF 2M-009C | 2-006E | UPS ROOM | 1 |  | WAP |  |  | WAP |  |  |  | WAP SPARE | [19 empty] | HITS-WAP | [25 empty] | 0 | [18 empty] | 0 |  | 0 | [24 empty] | 0
5171321 | U MI CIT | LEVEL 2 | IDF 2M-009C | 2-006X | STAIR 1 | 1 |  | CAM |  |  | SECURITY - CAMERA | [23 empty] | DPSS SECURITY CAMERA | [25 empty] | 0 | [18 empty] | 0 |  | 0 | [24 empty] | 0
8867339 | U MI CIT | LEVEL 2 | IDF 2M-009C | 2-008 | EMERGENCY ELECTRICAL ROOM | 1 |  | BAS |  |  | BMS |  |  |  | BMS | [19 empty] | FACILITIES | [25 empty] | 0 | [18 empty] | 0 |  | 0 | [24 empty] | 0
8867359 | U MI CIT | LEVEL 2 | IDF 2M-009C | 2-008 | EMERGENCY ELECTRICAL ROOM | 2 |  | BAS |  |  | BMS |  |  |  | BMS | [19 empty] | FACILITIES | [25 empty] | 0 | [18 empty] | 0 |  | 0 | [24 empty] | 0
9090409 | U MI CIT | LEVEL 2 | IDF 2M-009C | 2-008 | EMERGENCY ELECTRICAL ROOM | 3 |  | BAS |  |  | BMS |  |  |  | BMS | [19 empty] | FACILITIES | [25 empty] | 0 | [18 empty] | 0 |  | 0 | [24 empty] | 0
7589886 | U MI CIT | LEVEL 2 | IDF 2M-009C | 2-008 | EMERGENCY ELECTRICAL ROOM | 4 |  | BAS |  |  | BMS |  |  |  | BMS | [19 empty] | FACILITIES | [25 empty] | 0 | [18 empty] | 0 |  | 0 | [24 empty] | 0
9091153 | U MI CIT | LEVEL 2 | IDF 2M-009C | 2-008 | EMERGENCY ELECTRICAL ROOM | 6 |  | BAS |  |  | BMS |  |  |  | BMS | [19 empty] | FACILITIES | [25 empty] | 0 | [18 empty] | 0 |  | 0 | [24 empty] | 0
8867242 | U MI CIT | LEVEL 2 | IDF 2M-009C | 2-008 | EMERGENCY ELECTRICAL ROOM | 7 |  | BAS |  |  | BMS |  |  |  | BMS | [19 empty] | FACILITIES | [25 empty] | 0 | [18 empty] | 0 |  | 0 | [24 empty] | 0
8867222 | U MI CIT | LEVEL 2 | IDF 2M-009C | 2-008 | EMERGENCY ELECTRICAL ROOM | 8 |  | BAS |  |  | BMS |  |  |  | BMS | [19 empty] | FACILITIES | [25 empty] | 0 | [18 empty] | 0 |  | 0 | [24 empty] | 0
9091072 | U MI CIT | LEVEL 2 | IDF 2M-009C | 2-008 | EMERGENCY ELECTRICAL ROOM | 9 |  | BAS |  |  | BMS |  |  |  | BMS | [19 empty] | FACILITIES | [25 empty] | 0 | [18 empty] | 0 |  | 0 | [24 empty] | 0
9091052 | U MI CIT | LEVEL 2 | IDF 2M-009C | 2-008 | EMERGENCY ELECTRICAL ROOM | 10 |  | BAS |  |  | BMS |  |  |  | BMS | [19 empty] | FACILITIES | [25 empty] | 0 | [18 empty] | 0 |  | 0 | [24 empty] | 0
9091012 | U MI CIT | LEVEL 2 | IDF 2M-009C | 2-008 | EMERGENCY ELECTRICAL ROOM | 11 |  | BAS |  |  | BMS |  |  |  | BMS | [19 empty] | FACILITIES | [25 empty] | 0 | [18 empty] | 0 |  | 0 | [24 empty] | 0
9091032 | U MI CIT | LEVEL 2 | IDF 2M-009C | 2-008 | EMERGENCY ELECTRICAL ROOM | 12 |  | BAS |  |  | BMS |  |  |  | BMS | [19 empty] | FACILITIES | [25 empty] | 0 | [18 empty] | 0 |  | 0 | [24 empty] | 0
8867202 | U MI CIT | LEVEL 2 | IDF 2M-009C | 2-008 | EMERGENCY ELECTRICAL ROOM | 13 |  | BAS |  |  | BMS |  |  |  | BMS | [19 empty] | FACILITIES | [25 empty] | 0 | [18 empty] | 0 |  | 0 | [24 empty] | 0
8867159 | U MI CIT | LEVEL 2 | IDF 2M-009C | 2-008 | EMERGENCY ELECTRICAL ROOM | 14 |  | BAS |  |  | BMS |  |  |  | BMS | [19 empty] | FACILITIES | [25 empty] | 0 | [18 empty] | 0 |  | 0 | [24 empty] | 0
9090565 | U MI CIT | LEVEL 2 | IDF 2M-009C | 2-008 | EMERGENCY ELECTRICAL ROOM | 15 |  | BAS |  |  | BMS |  |  |  | BMS | [19 empty] | FACILITIES | [25 empty] | 0 | [18 empty] | 0 |  | 0 | [24 empty] | 0
9090595 | U MI CIT | LEVEL 2 | IDF 2M-009C | 2-008 | EMERGENCY ELECTRICAL ROOM | 16 |  | BAS |  |  | BMS |  |  |  | BMS | [19 empty] | FACILITIES | [25 empty] | 0 | [18 empty] | 0 |  | 0 | [24 empty] | 0
9090612 | U MI CIT | LEVEL 2 | IDF 2M-009C | 2-008 | EMERGENCY ELECTRICAL ROOM | 17 |  | BAS |  |  | BMS |  |  |  | BMS | [19 empty] | FACILITIES | [25 empty] | 0 | [18 empty] | 0 |  | 0 | [24 empty] | 0
9090627 | U MI CIT | LEVEL 2 | IDF 2M-009C | 2-008 | EMERGENCY ELECTRICAL ROOM | 18 |  | BAS |  |  | BMS |  |  |  | BMS | [19 empty] | FACILITIES | [25 empty] | 0 | [18 empty] | 0 |  | 0 | [24 empty] | 0
9090642 | U MI CIT | LEVEL 2 | IDF 2M-009C | 2-008 | EMERGENCY ELECTRICAL ROOM | 19 |  | BAS |  |  | BMS |  |  |  | BMS | [19 empty] | FACILITIES | [25 empty] | 0 | [18 empty] | 0 |  | 0 | [24 empty] | 0
9090657 | U MI CIT | LEVEL 2 | IDF 2M-009C | 2-008 | EMERGENCY ELECTRICAL ROOM | 20 |  | BAS |  |  | BMS |  |  |  | BMS | [19 empty] | FACILITIES | [25 empty] | 0 | [18 empty] | 0 |  | 0 | [24 empty] | 0
9090672 | U MI CIT | LEVEL 2 | IDF 2M-009C | 2-008 | EMERGENCY ELECTRICAL ROOM | 21 |  | BAS |  |  | BMS |  |  |  | BMS | [19 empty] | FACILITIES | [25 empty] | 0 | [18 empty] | 0 |  | 0 | [24 empty] | 0
9090687 | U MI CIT | LEVEL 2 | IDF 2M-009C | 2-008 | EMERGENCY ELECTRICAL ROOM | 22 |  | BAS |  |  | BMS |  |  |  | BMS | [19 empty] | FACILITIES | [25 empty] | 0 | [18 empty] | 0 |  | 0 | [24 empty] | 0
7457626 | U MI CIT | LEVEL 2 | IDF 2M-009C | 2-008 | EMERGENCY ELECTRICAL ROOM | 23 |  | BAS |  |  | BMS |  |  |  | BMS | [19 empty] | FACILITIES | [25 empty] | 0 | [18 empty] | 0 |  | 0 | [24 empty] | 0
9090860 | U MI CIT | LEVEL 2 | IDF 2M-009C | 2-008 | EMERGENCY ELECTRICAL ROOM | 24 |  | BAS |  |  | BMS |  |  |  | BMS | [19 empty] | FACILITIES | [25 empty] | 0 | [18 empty] | 0 |  | 0 | [24 empty] | 0
9090924 | U MI CIT | LEVEL 2 | IDF 2M-009C | 2-008 | EMERGENCY ELECTRICAL ROOM | 25 |  | BAS |  |  | BMS |  |  |  | BMS | [19 empty] | FACILITIES | [25 empty] | 0 | [18 empty] | 0 |  | 0 | [24 empty] | 0
9090916 | U MI CIT | LEVEL 2 | IDF 2M-009C | 2-008 | EMERGENCY ELECTRICAL ROOM | 26 |  | BAS |  |  | BMS |  |  |  | BMS | [19 empty] | FACILITIES | [25 empty] | 0 | [18 empty] | 0 |  | 0 | [24 empty] | 0
9090908 | U MI CIT | LEVEL 2 | IDF 2M-009C | 2-008 | EMERGENCY ELECTRICAL ROOM | 27 |  | BAS |  |  | BMS |  |  |  | BMS | [19 empty] | FACILITIES | [25 empty] | 0 | [18 empty] | 0 |  | 0 | [24 empty] | 0
9090900 | U MI CIT | LEVEL 2 | IDF 2M-009C | 2-008 | EMERGENCY ELECTRICAL ROOM | 28 |  | BAS |  |  | BMS |  |  |  | BMS | [19 empty] | FACILITIES | [25 empty] | 0 | [18 empty] | 0 |  | 0 | [24 empty] | 0
9090892 | U MI CIT | LEVEL 2 | IDF 2M-009C | 2-008 | EMERGENCY ELECTRICAL ROOM | 29 |  | BAS |  |  | BMS |  |  |  | BMS | [19 empty] | FACILITIES | [25 empty] | 0 | [18 empty] | 0 |  | 0 | [24 empty] | 0
9090884 | U MI CIT | LEVEL 2 | IDF 2M-009C | 2-008 | EMERGENCY ELECTRICAL ROOM | 30 |  | BAS |  |  | BMS |  |  |  | BMS | [19 empty] | FACILITIES | [25 empty] | 0 | [18 empty] | 0 |  | 0 | [24 empty] | 0
9090876 | U MI CIT | LEVEL 2 | IDF 2M-009C | 2-008 | EMERGENCY ELECTRICAL ROOM | 31 |  | BAS |  |  | BMS |  |  |  | BMS | [19 empty] | FACILITIES | [25 empty] | 0 | [18 empty] | 0 |  | 0 | [24 empty] | 0
9090869 | U MI CIT | LEVEL 2 | IDF 2M-009C | 2-008 | EMERGENCY ELECTRICAL ROOM | 32 |  | BAS |  |  | BMS |  |  |  | BMS | [19 empty] | FACILITIES | [25 empty] | 0 | [18 empty] | 0 |  | 0 | [24 empty] | 0
9090454 | U MI CIT | LEVEL 2 | IDF 2M-009C | 2-008 | EMERGENCY ELECTRICAL ROOM | 33 |  | BAS |  |  | BMS |  |  |  | BMS | [19 empty] | FACILITIES | [25 empty] | 0 | [18 empty] | 0 |  | 0 | [24 empty] | 0
9090351 | U MI CIT | LEVEL 2 | IDF 2M-009C | 2-008 | EMERGENCY ELECTRICAL ROOM | 34 |  | BAS |  |  | BMS |  |  |  | BMS | [19 empty] | FACILITIES | [25 empty] | 0 | [18 empty] | 0 |  | 0 | [24 empty] | 0
9090308 | U MI CIT | LEVEL 2 | IDF 2M-009C | 2-008 | EMERGENCY ELECTRICAL ROOM | 35 |  | BAS |  |  | BMS |  |  |  | BMS | [19 empty] | FACILITIES | [25 empty] | 0 | [18 empty] | 0 |  | 0 | [24 empty] | 0
7457494 | U MI CIT | LEVEL 2 | IDF 2M-009C | 2-010E | PARALLELING GEAR ROOM | 1 |  | BAS |  |  | BMS |  |  |  | BMS | [19 empty] | FACILITIES | [25 empty] | 0 | [18 empty] | 0 |  | 0 | [24 empty] | 0
7472496 | U MI CIT | LEVEL 2 | IDF 2M-009C | 2-010E | PARALLELING GEAR ROOM | 3 |  | BAS |  |  | BMS |  |  |  | BMS | [19 empty] | FACILITIES | [25 empty] | 0 | [18 empty] | 0 |  | 0 | [24 empty] | 0
7472546 | U MI CIT | LEVEL 2 | IDF 2M-009C | 2-010E | PARALLELING GEAR ROOM | 4 |  | BAS |  |  | BMS |  |  |  | BMS | [19 empty] | FACILITIES | [25 empty] | 0 | [18 empty] | 0 |  | 0 | [24 empty] | 0
9091273 | U MI CIT | LEVEL 2 | IDF 2M-009C | 2-010E | PARALLELING GEAR ROOM | 5 |  | BAS |  |  | BMS |  |  |  | BMS | [19 empty] | FACILITIES | [25 empty] | 0 | [18 empty] | 0 |  | 0 | [24 empty] | 0
5171678 | U MI CIT | LEVEL 2 | IDF 2M-009C | 2-010Z | CORRIDOR | 4 |  | CAM |  |  | SECURITY - CAMERA | [23 empty] | DPSS SECURITY CAMERA | [25 empty] | 0 | [18 empty] | 0 |  | 0 | [24 empty] | 0
5057608 | U MI CIT | LEVEL 2 | IDF 2M-009C | 2-010Z | CORRIDOR | 2 |  | WAP |  |  | WAP |  |  |  | WAP SPARE | [19 empty] | HITS-WAP | [25 empty] | 0 | [18 empty] | 0 |  | 0 | [24 empty] | 0
5057786 | U MI CIT | LEVEL 2 | IDF 2M-009C | 2-010Z | CORRIDOR | 3 |  | WAP |  |  | WAP |  |  |  | WAP SPARE | [19 empty] | HITS-WAP | [25 empty] | 0 | [18 empty] | 0 |  | 0 | [24 empty] | 0
5058214 | U MI CIT | LEVEL 2 | IDF 2M-009C | 2-010Z | CORRIDOR | 5 |  | WAP |  |  | WAP |  |  |  | WAP SPARE | [19 empty] | HITS-WAP | [25 empty] | 0 | [18 empty] | 0 |  | 0 | [24 empty] | 0
8906928 | U MI CIT | LEVEL 2 | IDF 2M-009C | 2-011 | CHILLER | 4 |  | BAS |  |  | BMS |  |  |  | BMS | [19 empty] | FACILITIES | [25 empty] | 0 | [18 empty] | 0 |  | 0 | [24 empty] | 0
8906908 | U MI CIT | LEVEL 2 | IDF 2M-009C | 2-011 | CHILLER | 5 |  | BAS |  |  | BMS |  |  |  | BMS | [19 empty] | FACILITIES | [25 empty] | 0 | [18 empty] | 0 |  | 0 | [24 empty] | 0
8906888 | U MI CIT | LEVEL 2 | IDF 2M-009C | 2-011 | CHILLER | 7 |  | BAS |  |  | BMS |  |  |  | BMS | [19 empty] | FACILITIES | [25 empty] | 0 | [18 empty] | 0 |  | 0 | [24 empty] | 0
7472246 | U MI CIT | LEVEL 2 | IDF 2M-009C | 2-011 | CHILLER | 8 |  | BAS |  |  | BMS |  |  |  | BMS | [19 empty] | FACILITIES | [25 empty] | 0 | [18 empty] | 0 |  | 0 | [24 empty] | 0
8906737 | U MI CIT | LEVEL 2 | IDF 2M-009C | 2-011 | CHILLER | 10 |  | BAS |  |  | BMS |  |  |  | BMS | [19 empty] | FACILITIES | [25 empty] | 0 | [18 empty] | 0 |  | 0 | [24 empty] | 0
8906793 | U MI CIT | LEVEL 2 | IDF 2M-009C | 2-011 | CHILLER | 11 |  | BAS |  |  | BMS |  |  |  | BMS | [19 empty] | FACILITIES | [25 empty] | 0 | [18 empty] | 0 |  | 0 | [24 empty] | 0
7472360 | U MI CIT | LEVEL 2 | IDF 2M-009C | 2-011 | CHILLER | 13 |  | BAS |  |  | BMS |  |  |  | BMS | [19 empty] | FACILITIES | [25 empty] | 0 | [18 empty] | 0 |  | 0 | [24 empty] | 0
8906813 | U MI CIT | LEVEL 2 | IDF 2M-009C | 2-011 | CHILLER | 14 |  | BAS |  |  | BMS |  |  |  | BMS | [19 empty] | FACILITIES | [25 empty] | 0 | [18 empty] | 0 |  | 0 | [24 empty] | 0
9091409 | U MI CIT | LEVEL 2 | IDF 2M-009C | 2-011 | CHILLER | 16 |  | BAS |  |  | BMS |  |  |  | BMS | [19 empty] | FACILITIES | [25 empty] | 0 | [18 empty] | 0 |  | 0 | [24 empty] | 0
9091401 | U MI CIT | LEVEL 2 | IDF 2M-009C | 2-011 | CHILLER | 17 |  | BAS |  |  | BMS |  |  |  | BMS | [19 empty] | FACILITIES | [25 empty] | 0 | [18 empty] | 0 |  | 0 | [24 empty] | 0
8866727 | U MI CIT | LEVEL 2 | IDF 2M-009C | 2-011 | CHILLER | 18 |  | BAS |  |  | BMS |  |  |  | BMS | [19 empty] | FACILITIES | [25 empty] | 0 | [18 empty] | 0 |  | 0 | [24 empty] | 0
8866707 | U MI CIT | LEVEL 2 | IDF 2M-009C | 2-011 | CHILLER | 19 |  | BAS |  |  | BMS |  |  |  | BMS | [19 empty] | FACILITIES | [25 empty] | 0 | [18 empty] | 0 |  | 0 | [24 empty] | 0
8866747 | U MI CIT | LEVEL 2 | IDF 2M-009C | 2-011 | CHILLER | 20 |  | BAS |  |  | BMS |  |  |  | BMS | [19 empty] | FACILITIES | [25 empty] | 0 | [18 empty] | 0 |  | 0 | [24 empty] | 0
8866767 | U MI CIT | LEVEL 2 | IDF 2M-009C | 2-011 | CHILLER | 21 |  | BAS |  |  | BMS |  |  |  | BMS | [19 empty] | FACILITIES | [25 empty] | 0 | [18 empty] | 0 |  | 0 | [24 empty] | 0
9091432 | U MI CIT | LEVEL 2 | IDF 2M-009C | 2-011 | CHILLER | 22 |  | BAS |  |  | BMS |  |  |  | BMS | [19 empty] | FACILITIES | [25 empty] | 0 | [18 empty] | 0 |  | 0 | [24 empty] | 0
9091424 | U MI CIT | LEVEL 2 | IDF 2M-009C | 2-011 | CHILLER | 23 |  | BAS |  |  | BMS |  |  |  | BMS | [19 empty] | FACILITIES | [25 empty] | 0 | [18 empty] | 0 |  | 0 | [24 empty] | 0
8906610 | U MI CIT | LEVEL 2 | IDF 2M-009C | 2-011 | CHILLER | 25 |  | BAS |  |  | BMS |  |  |  | BMS | [19 empty] | FACILITIES | [25 empty] | 0 | [18 empty] | 0 |  | 0 | [24 empty] | 0
5171140 | U MI CIT | LEVEL 2 | IDF 2M-009C | 2-011 | CHILLER | 15 |  | CAM |  |  | SECURITY - CAMERA | [23 empty] | DPSS SECURITY CAMERA | [25 empty] | 0 | [18 empty] | 0 |  | 0 | [24 empty] | 0
5171181 | U MI CIT | LEVEL 2 | IDF 2M-009C | 2-011 | CHILLER | 26 |  | CAM |  |  | SECURITY - CAMERA | [23 empty] | DPSS SECURITY CAMERA | [25 empty] | 0 | [18 empty] | 0 |  | 0 | [24 empty] | 0
5057162 | U MI CIT | LEVEL 2 | IDF 2M-009C | 2-011 | CHILLER | 2 |  | WAP |  |  | WAP |  |  |  | WAP SPARE | [19 empty] | HITS-WAP | [25 empty] | 0 | [18 empty] | 0 |  | 0 | [24 empty] | 0
5056789 | U MI CIT | LEVEL 2 | IDF 2M-009C | 2-011 | CHILLER | 3 |  | WAP |  |  | WAP |  |  |  | WAP SPARE | [19 empty] | HITS-WAP | [25 empty] | 0 | [18 empty] | 0 |  | 0 | [24 empty] | 0
5056205 | U MI CIT | LEVEL 2 | IDF 2M-009C | 2-011 | CHILLER | 24 |  | WAP |  |  | WAP |  |  |  | WAP SPARE | [19 empty] | HITS-WAP | [25 empty] | 0 | [18 empty] | 0 |  | 0 | [24 empty] | 0
5056605 | U MI CIT | LEVEL 2 | IDF 2M-009C | 2-011 | CHILLER | 27 |  | WAP |  |  | WAP |  |  |  | WAP SPARE | [19 empty] | HITS-WAP | [25 empty] | 0 | [18 empty] | 0 |  | 0 | [24 empty] | 0
5056664 | U MI CIT | LEVEL 2 | IDF 2M-009C | 2-011 | CHILLER | 28 |  | WAP |  |  | WAP |  |  |  | WAP SPARE | [19 empty] | HITS-WAP | [25 empty] | 0 | [18 empty] | 0 |  | 0 | [24 empty] | 0
6831334 | U MI CIT | LEVEL 2 | MDF 2A-338C | 2-011X | STAIR 4 | 1 |  | CAM |  | R5-B-16 | SECURITY - CAMERA |  |  | R6-B-05 |  |  |  | R6-B-03 |  |  |  | R6-F-13 |  |  |  | R6-F-14 |  |  |  | R6-F-15 |  |  |  |  | DPSS SECURITY CAMERA | [25 empty] | 0 | [18 empty] | 0 |  | 0 | [24 empty] | 0
9090078 | U MI CIT | LEVEL 2 | IDF 2M-009C | 2-012E | LOW VOLTAGE EQUIPMENT ROOM | 1 |  | BAS |  |  | BMS |  |  |  | BMS | [19 empty] | FACILITIES | [25 empty] | 0 | [18 empty] | 0 |  | 0 | [24 empty] | 0
9090062 | U MI CIT | LEVEL 2 | IDF 2M-009C | 2-012E | LOW VOLTAGE EQUIPMENT ROOM | 2 |  | BAS |  |  | BMS |  |  |  | BMS | [19 empty] | FACILITIES | [25 empty] | 0 | [18 empty] | 0 |  | 0 | [24 empty] | 0
9090096 | U MI CIT | LEVEL 2 | IDF 2M-009C | 2-012E | LOW VOLTAGE EQUIPMENT ROOM | 3 |  | BAS |  |  | BMS |  |  |  | BMS | [19 empty] | FACILITIES | [25 empty] | 0 | [18 empty] | 0 |  | 0 | [24 empty] | 0
9090112 | U MI CIT | LEVEL 2 | IDF 2M-009C | 2-012E | LOW VOLTAGE EQUIPMENT ROOM | 4 |  | BAS |  |  | BMS |  |  |  | BMS | [19 empty] | FACILITIES | [25 empty] | 0 | [18 empty] | 0 |  | 0 | [24 empty] | 0
5057566 | U MI CIT | LEVEL 2 | IDF 2M-009C | 2-060Z | CORRIDOR | 1 |  | WAP |  |  | WAP |  |  |  | WAP SPARE | [19 empty] | HITS-WAP | [25 empty] | 0 | [18 empty] | 0 |  | 0 | [24 empty] | 0
5057252 | U MI CIT | LEVEL 2 | IDF 2M-009C | 2-060Z | CORRIDOR | 2 |  | WAP |  |  | WAP |  |  |  | WAP SPARE | [19 empty] | HITS-WAP | [25 empty] | 0 | [18 empty] | 0 |  | 0 | [24 empty] | 0
5171844 | U MI CIT | LEVEL 2 | MDF 2A-338C | 2-100Z | SERVICE ELEVATOR LOBBY | 1 |  | CAM |  | R5-B-16 | SECURITY - CAMERA |  |  | R6-B-05 |  |  |  | R6-B-03 |  |  |  | R6-F-13 |  |  |  | R6-F-14 |  |  |  | R6-F-15 |  |  |  |  | DPSS SECURITY CAMERA | [25 empty] | 0 | [18 empty] | 0 |  | 0 | [24 empty] | 0
6831398 | U MI CIT | LEVEL 2 | MDF 2A-338C | 2-110Z | CORRIDOR | 3 |  | CAM |  | R5-B-16 | SECURITY - CAMERA |  |  | R6-B-05 |  |  |  | R6-B-03 |  |  |  | R6-F-13 |  |  |  | R6-F-14 |  |  |  | R6-F-15 |  |  |  |  | DPSS SECURITY CAMERA | [25 empty] | 0 | [18 empty] | 0 |  | 0 | [24 empty] | 0
5156488 | U MI CIT | LEVEL 2 | MDF 2A-338C | 2-110Z | CORRIDOR | 1 |  | WAP |  | R5-B-16 | WAP |  |  | R6-B-05 | WAP SPARE |  |  | R6-B-03 |  |  |  | R6-F-13 |  |  |  | R6-F-14 |  |  |  | R6-F-15 |  |  |  |  | HITS-WAP | [25 empty] | 0 | [18 empty] | 0 |  | 0 | [24 empty] | 0
5156570 | U MI CIT | LEVEL 2 | MDF 2A-338C | 2-110Z | CORRIDOR | 2 |  | WAP |  | R5-B-16 | WAP |  |  | R6-B-05 | WAP SPARE |  |  | R6-B-03 |  |  |  | R6-F-13 |  |  |  | R6-F-14 |  |  |  | R6-F-15 |  |  |  |  | HITS-WAP | [25 empty] | 0 | [18 empty] | 0 |  | 0 | [24 empty] | 0
5156668 | U MI CIT | LEVEL 2 | MDF 2A-338C | 2-110Z | CORRIDOR | 4 |  | WAP |  | R5-B-16 | WAP |  |  | R6-B-05 | WAP SPARE |  |  | R6-B-03 |  |  |  | R6-F-13 |  |  |  | R6-F-14 |  |  |  | R6-F-15 |  |  |  |  | HITS-WAP | [25 empty] | 0 | [18 empty] | 0 |  | 0 | [24 empty] | 0
5058022 | U MI CIT | LEVEL 2 | MDF 2A-338C | 2-120Z | CORRIDOR | 2 |  | WAP |  | R5-B-16 | WAP |  |  | R6-B-05 | WAP SPARE |  |  | R6-B-03 |  |  |  | R6-F-13 |  |  |  | R6-F-14 |  |  |  | R6-F-15 |  |  |  |  | HITS-WAP | [25 empty] | 0 | [18 empty] | 0 |  | 0 | [24 empty] | 0
7457415 | U MI CIT | LEVEL 2 | IDF 2M-009C | 2-319M | GENERATOR ROOM | 6 |  | BAS |  |  | BMS |  |  |  | BMS | [19 empty] | FACILITIES | [25 empty] | 0 | [18 empty] | 0 |  | 0 | [24 empty] | 0
7457445 | U MI CIT | LEVEL 2 | IDF 2M-009C | 2-319M | GENERATOR ROOM | 7 |  | BAS |  |  | BMS |  |  |  | BMS | [19 empty] | FACILITIES | [25 empty] | 0 | [18 empty] | 0 |  | 0 | [24 empty] | 0
10692559 | U MI CIT | LEVEL 2 | IDF 2M-009C | 2-319M | GENERATOR ROOM | 8 |  | BAS |  |  | BMS |  |  |  | BMS | [19 empty] | FACILITIES | [25 empty] | 0 | [18 empty] | 0 |  | 0 | [24 empty] | 0
7457459 | U MI CIT | LEVEL 2 | IDF 2M-009C | 2-319M | GENERATOR ROOM | 9 |  | BAS |  |  | BMS |  |  |  | BMS | [19 empty] | FACILITIES | [25 empty] | 0 | [18 empty] | 0 |  | 0 | [24 empty] | 0
8487448 | U MI CIT | LEVEL 2 | IDF 2M-009C | 2-319M | GENERATOR ROOM | 2 |  | WAP |  |  | WAP |  |  |  | WAP SPARE | [19 empty] | HITS-WAP | [25 empty] | 0 | [18 empty] | 0 |  | 0 | [24 empty] | 0
8487440 | U MI CIT | LEVEL 2 | IDF 2M-009C | 2-319M | GENERATOR ROOM | 3 |  | WAP |  |  | WAP |  |  |  | WAP SPARE | [19 empty] | HITS-WAP | [25 empty] | 0 | [18 empty] | 0 |  | 0 | [24 empty] | 0
5055797 | U MI CIT | LEVEL 2 | IDF 2M-009C | 2-319M | GENERATOR ROOM | 4 |  | WAP |  |  | WAP |  |  |  | WAP SPARE | [19 empty] | HITS-WAP | [25 empty] | 0 | [18 empty] | 0 |  | 0 | [24 empty] | 0
5055879 | U MI CIT | LEVEL 2 | IDF 2M-009C | 2-319M | GENERATOR ROOM | 5 |  | WAP |  |  | WAP |  |  |  | WAP SPARE | [19 empty] | HITS-WAP | [25 empty] | 0 | [18 empty] | 0 |  | 0 | [24 empty] | 0
5171712 | U MI CIT | LEVEL 2 | IDF 2M-009C | 2-500Z | FIRE SERVICE ELEVATOR LOBBY | 2 |  | CAM |  |  | SECURITY - CAMERA | [23 empty] | DPSS SECURITY CAMERA | [25 empty] | 0 | [18 empty] | 0 |  | 0 | [24 empty] | 0
5057645 | U MI CIT | LEVEL 2 | IDF 2M-009C | 2-510Z | CORRIDOR | 1 |  | WAP |  |  | WAP |  |  |  | WAP SPARE | [19 empty] | HITS-WAP | [25 empty] | 0 | [18 empty] | 0 |  | 0 | [24 empty] | 0
7554353 | U MI CIT | LEVEL 2A | MDF 2A-338C | 2A-000 | EXTERIOR EAST | 5 |  | BAS |  | R5-B-16 | BMS |  |  | R6-B-05 | BMS |  |  | R6-B-03 |  |  |  | R6-F-13 |  |  |  | R6-F-14 |  |  |  | R6-F-15 |  |  |  |  | FACILITIES |  |  | 0 | [22 empty] | 0 | [18 empty] | 0 |  | 0 | [24 empty] | 0
5175411 | U MI CIT | LEVEL 2A | MDF 2A-338C | 2A-000 | EXTERIOR EAST | 2 |  | CAM |  | R5-B-16 | SECURITY - CAMERA |  |  | R6-B-05 |  |  |  | R6-B-03 |  |  |  | R6-F-13 |  |  |  | R6-F-14 |  |  |  | R6-F-15 |  |  |  |  | DPSS SECURITY CAMERA |  |  | 0 | [22 empty] | 0 | [18 empty] | 0 |  | 0 | [24 empty] | 0
5175383 | U MI CIT | LEVEL 2A | MDF 2A-338C | 2A-000 | EXTERIOR EAST | 7 |  | CAM |  | R5-B-16 | SECURITY - CAMERA |  |  | R6-B-05 |  |  |  | R6-B-03 |  |  |  | R6-F-13 |  |  |  | R6-F-14 |  |  |  | R6-F-15 |  |  |  |  | DPSS SECURITY CAMERA |  |  | 0 | [22 empty] | 0 | [18 empty] | 0 |  | 0 | [24 empty] | 0
6567511 | U MI CIT | LEVEL 2A | MDF 2A-338C | 2A-000 | EXTERIOR EAST | 4 |  | IC |  | R5-B-16 | INTERCOM |  |  | R6-B-05 |  |  |  | R6-B-03 |  |  |  | R6-F-13 |  |  |  | R6-F-14 |  |  |  | R6-F-15 |  |  |  |  | INTERCOM |  |  | 0 | [22 empty] | 0 | [18 empty] | 0 |  | 0 | [24 empty] | 0
5172229 | U MI CIT | LEVEL 2A | IDF 2A-503C | 2A-000 | EXTERIOR NORTH | 1 |  | CAM |  | R2-C-06 | SECURITY - CAMERA |  |  | R2-C-11 |  |  |  | R2-A-11 |  |  |  | R2-A-18 |  |  |  | R2-A-19 |  |  |  | R2-A-20 |  |  |  |  | DPSS SECURITY CAMERA |  |  | 0 | [22 empty] | 0 | [18 empty] | 0 |  | 0 | [24 empty] | 0
6567446 | U MI CIT | LEVEL 2A | MDF 2A-338C | 2A-000 | EXTERIOR NORTH | 3 |  | CAM |  | R5-B-16 | SECURITY - CAMERA |  |  | R6-B-05 |  |  |  | R6-B-03 |  |  |  | R6-F-13 |  |  |  | R6-F-14 |  |  |  | R6-F-15 |  |  |  |  | DPSS SECURITY CAMERA |  |  | 0 | [22 empty] | 0 | [18 empty] | 0 |  | 0 | [24 empty] | 0
5172285 | U MI CIT | LEVEL 2A | MDF 2A-338C | 2A-000 | EXTERIOR NORTH | 6 |  | CAM |  | R5-B-16 | SECURITY - CAMERA |  |  | R6-B-05 |  |  |  | R6-B-03 |  |  |  | R6-F-13 |  |  |  | R6-F-14 |  |  |  | R6-F-15 |  |  |  |  | DPSS SECURITY CAMERA |  |  | 0 | [22 empty] | 0 | [18 empty] | 0 |  | 0 | [24 empty] | 0
5172637 | U MI CIT | LEVEL 2A | MDF 2A-338C | 2A-000 | EXTERIOR NORTH | 8 |  | CAM |  | R5-B-16 | SECURITY - CAMERA |  |  | R6-B-05 |  |  |  | R6-B-03 |  |  |  | R6-F-13 |  |  |  | R6-F-14 |  |  |  | R6-F-15 |  |  |  |  | DPSS SECURITY CAMERA |  |  | 0 | [22 empty] | 0 | [18 empty] | 0 |  | 0 | [24 empty] | 0
5173588 | U MI CIT | LEVEL 2A | IDF 2A-503C | 2A-000Z | PUBLIC ELEVATOR LOBBY | 1 |  | CAM |  | R2-C-06 | SECURITY - CAMERA |  |  | R2-C-11 |  |  |  | R2-A-11 |  |  |  | R2-A-18 |  |  |  | R2-A-19 |  |  |  | R2-A-20 |  |  |  |  | DPSS SECURITY CAMERA |  |  | 0 | [22 empty] | 0 | [18 empty] | 0 |  | 0 | [24 empty] | 0
6828900 | U MI CIT | LEVEL 2A | IDF 2A-503C | 2A-001 | ENTRY | 2 |  | CAM |  | R2-C-06 | SECURITY - CAMERA |  |  | R2-C-11 |  |  |  | R2-A-11 |  |  |  | R2-A-18 |  |  |  | R2-A-19 |  |  |  | R2-A-20 |  |  |  |  | DPSS SECURITY CAMERA |  |  | 0 | [22 empty] | 0 | [18 empty] | 0 |  | 0 | [24 empty] | 0
6829024 | U MI CIT | LEVEL 2A | IDF 2A-503C | 2A-001A | FAMILY AREA | 1 |  | CAM |  | R2-C-06 | SECURITY - CAMERA |  |  | R2-C-11 |  |  |  | R2-A-11 |  |  |  | R2-A-18 |  |  |  | R2-A-19 |  |  |  | R2-A-20 |  |  |  |  | DPSS SECURITY CAMERA |  |  | 0 | [22 empty] | 0 | [18 empty] | 0 |  | 0 | [24 empty] | 0
5062223 | U MI CIT | LEVEL 2A | IDF 2A-503C | 2A-001A | FAMILY AREA | 3 |  | WAP |  | R2-C-06 | WAP |  |  | R2-C-11 | WAP SPARE |  |  | R2-A-11 |  |  |  | R2-A-18 |  |  |  | R2-A-19 |  |  |  | R2-A-20 |  |  |  |  | HITS-WAP |  |  | 0 | [22 empty] | 0 | [18 empty] | 0 |  | 0 | [24 empty] | 0
6829535 | U MI CIT | LEVEL 2A | IDF 2A-503C | 2A-003D | FAMILY AREA | 2 |  | CAM |  | R2-C-06 | SECURITY - CAMERA |  |  | R2-C-11 |  |  |  | R2-A-11 |  |  |  | R2-A-18 |  |  |  | R2-A-19 |  |  |  | R2-A-20 |  |  |  |  | DPSS SECURITY CAMERA |  |  | 0 | [22 empty] | 0 | [18 empty] | 0 |  | 0 | [24 empty] | 0
10822589 | U MI CIT | LEVEL 2A | IDF 2A-503C | 2A-005V | SHAFT | 1 |  | CAM |  | R2-C-06 | SECURITY - CAMERA |  |  | R2-C-11 |  |  |  | R2-A-11 |  |  |  | R2-A-18 |  |  |  | R2-A-19 |  |  |  | R2-A-20 |  |  |  |  | DPSS SECURITY CAMERA |  |  | 0 | [22 empty] | 0 | [18 empty] | 0 |  | 0 | [24 empty] | 0
10822899 | U MI CIT | LEVEL 2A | IDF 2A-503C | 2A-005V | SHAFT | 2 |  | CAM |  | R2-C-06 | SECURITY - CAMERA |  |  | R2-C-11 |  |  |  | R2-A-11 |  |  |  | R2-A-18 |  |  |  | R2-A-19 |  |  |  | R2-A-20 |  |  |  |  | DPSS SECURITY CAMERA |  |  | 0 | [22 empty] | 0 | [18 empty] | 0 |  | 0 | [24 empty] | 0
8487503 | U MI CIT | LEVEL 2A | IDF 2A-503C | 2A-005V | SHAFT | 3 |  | WAP |  | R2-C-06 | WAP |  |  | R2-C-11 | WAP SPARE |  |  | R2-A-11 |  |  |  | R2-A-18 |  |  |  | R2-A-19 |  |  |  | R2-A-20 |  |  |  |  | HITS-WAP |  |  | 0 | [22 empty] | 0 | [18 empty] | 0 |  | 0 | [24 empty] | 0
5173223 | U MI CIT | LEVEL 2A | IDF 2A-503C | 2A-006X | STAIR 1 | 1 |  | CAM |  | R2-C-06 | SECURITY - CAMERA |  |  | R2-C-11 |  |  |  | R2-A-11 |  |  |  | R2-A-18 |  |  |  | R2-A-19 |  |  |  | R2-A-20 |  |  |  |  | DPSS SECURITY CAMERA |  |  | 0 | [22 empty] | 0 | [18 empty] | 0 |  | 0 | [24 empty] | 0
10823221 | U MI CIT | LEVEL 2A | IDF 2A-503C | 2A-010Z | CORRIDOR | 2 |  | CAM |  | R2-C-06 | SECURITY - CAMERA |  |  | R2-C-11 |  |  |  | R2-A-11 |  |  |  | R2-A-18 |  |  |  | R2-A-19 |  |  |  | R2-A-20 |  |  |  |  | DPSS SECURITY CAMERA |  |  | 0 | [22 empty] | 0 | [18 empty] | 0 |  | 0 | [24 empty] | 0
5175833 | U MI CIT | LEVEL 2A | MDF 2A-338C | 2A-035Z | CORRIDOR | 2 |  | CAM |  | R5-B-16 | SECURITY - CAMERA |  |  | R6-B-05 |  |  |  | R6-B-03 |  |  |  | R6-F-13 |  |  |  | R6-F-14 |  |  |  | R6-F-15 |  |  |  |  | DPSS SECURITY CAMERA |  |  | 0 | [22 empty] | 0 | [18 empty] | 0 |  | 0 | [24 empty] | 0
8487561 | U MI CIT | LEVEL 2A | MDF 2A-338C | 2A-035Z | CORRIDOR | 3 |  | WAP |  | R5-B-16 | WAP |  |  | R6-B-05 | WAP SPARE |  |  | R6-B-03 |  |  |  | R6-F-13 |  |  |  | R6-F-14 |  |  |  | R6-F-15 |  |  |  |  | HITS-WAP |  |  | 0 | [22 empty] | 0 | [18 empty] | 0 |  | 0 | [24 empty] | 0
5064154 | U MI CIT | LEVEL 2A | MDF 2A-338C | 2A-035Z | CORRIDOR | 4 |  | WAP |  | R5-B-16 | WAP |  |  | R6-B-05 | WAP SPARE |  |  | R6-B-03 |  |  |  | R6-F-13 |  |  |  | R6-F-14 |  |  |  | R6-F-15 |  |  |  |  | HITS-WAP |  |  | 0 | [22 empty] | 0 | [18 empty] | 0 |  | 0 | [24 empty] | 0
5174010 | U MI CIT | LEVEL 2A | MDF 2A-338C | 2A-040Z | CORRIDOR | 2 |  | CAM |  | R5-B-16 | SECURITY - CAMERA |  |  | R6-B-05 |  |  |  | R6-B-03 |  |  |  | R6-F-13 |  |  |  | R6-F-14 |  |  |  | R6-F-15 |  |  |  |  | DPSS SECURITY CAMERA |  |  | 0 | [22 empty] | 0 | [18 empty] | 0 |  | 0 | [24 empty] | 0
5061289 | U MI CIT | LEVEL 2A | MDF 2A-338C | 2A-040Z | CORRIDOR | 1 |  | WAP |  | R5-B-16 | WAP |  |  | R6-B-05 | WAP SPARE |  |  | R6-B-03 |  |  |  | R6-F-13 |  |  |  | R6-F-14 |  |  |  | R6-F-15 |  |  |  |  | HITS-WAP | [25 empty] | 0 | [18 empty] | 0 |  | 0 | [24 empty] | 0
5060741 | U MI CIT | LEVEL 2A | IDF 2A-503C | 2A-060Z | AISLE | 1 |  | WAP |  | R2-C-06 | WAP |  |  | R2-C-11 | WAP SPARE |  |  | R2-A-11 |  |  |  | R2-A-18 |  |  |  | R2-A-19 |  |  |  | R2-A-20 |  |  |  |  | HITS-WAP |  |  | 0 | [22 empty] | 0 | [18 empty] | 0 |  | 0 | [24 empty] | 0
8867840 | U MI CIT | LEVEL 2A | MDF 2A-338C | 2A-100E | ELECTRICAL ROOM | 1 |  | BAS |  | R5-B-16 | BMS |  |  | R6-B-05 | BMS |  |  | R6-B-03 |  |  |  | R6-F-13 |  |  |  | R6-F-14 |  |  |  | R6-F-15 |  |  |  |  | FACILITIES |  |  | 0 | [22 empty] | 0 | [18 empty] | 0 |  | 0 | [24 empty] | 0
9092186 | U MI CIT | LEVEL 2A | MDF 2A-338C | 2A-100E | ELECTRICAL ROOM | 2 |  | BAS |  | R5-B-16 | BMS |  |  | R6-B-05 | BMS |  |  | R6-B-03 |  |  |  | R6-F-13 |  |  |  | R6-F-14 |  |  |  | R6-F-15 |  |  |  |  | FACILITIES | [25 empty] | 0 | [18 empty] | 0 |  | 0 | [24 empty] | 0
9092247 | U MI CIT | LEVEL 2A | MDF 2A-338C | 2A-100E | ELECTRICAL ROOM | 3 |  | BAS |  | R5-B-16 | BMS |  |  | R6-B-05 | BMS |  |  | R6-B-03 |  |  |  | R6-F-13 |  |  |  | R6-F-14 |  |  |  | R6-F-15 |  |  |  |  | FACILITIES |  |  | 0 | [22 empty] | 0 | [18 empty] | 0 |  | 0 | [24 empty] | 0
9092267 | U MI CIT | LEVEL 2A | MDF 2A-338C | 2A-100E | ELECTRICAL ROOM | 4 |  | BAS |  | R5-B-16 | BMS |  |  | R6-B-05 | BMS |  |  | R6-B-03 |  |  |  | R6-F-13 |  |  |  | R6-F-14 |  |  |  | R6-F-15 |  |  |  |  | FACILITIES |  |  | 0 | [22 empty] | 0 | [18 empty] | 0 |  | 0 | [24 empty] | 0
9092325 | U MI CIT | LEVEL 2A | MDF 2A-338C | 2A-100E | ELECTRICAL ROOM | 5 |  | BAS |  | R5-B-16 | BMS |  |  | R6-B-05 | BMS |  |  | R6-B-03 |  |  |  | R6-F-13 |  |  |  | R6-F-14 |  |  |  | R6-F-15 |  |  |  |  | FACILITIES |  |  | 0 | [22 empty] | 0 | [18 empty] | 0 |  | 0 | [24 empty] | 0
9092317 | U MI CIT | LEVEL 2A | MDF 2A-338C | 2A-100E | ELECTRICAL ROOM | 6 |  | BAS |  | R5-B-16 | BMS |  |  | R6-B-05 | BMS |  |  | R6-B-03 |  |  |  | R6-F-13 |  |  |  | R6-F-14 |  |  |  | R6-F-15 |  |  |  |  | FACILITIES |  |  | 0 | [22 empty] | 0 | [18 empty] | 0 |  | 0 | [24 empty] | 0
9092309 | U MI CIT | LEVEL 2A | MDF 2A-338C | 2A-100E | ELECTRICAL ROOM | 7 |  | BAS |  | R5-B-16 | BMS |  |  | R6-B-05 | BMS |  |  | R6-B-03 |  |  |  | R6-F-13 |  |  |  | R6-F-14 |  |  |  | R6-F-15 |  |  |  |  | FACILITIES |  |  | 0 | [22 empty] | 0 | [18 empty] | 0 |  | 0 | [24 empty] | 0
5174143 | U MI CIT | LEVEL 2A | MDF 2A-338C | 2A-100Z | SERVICE ELEVATOR LOBBY | 2 |  | CAM |  | R5-B-16 | SECURITY - CAMERA |  |  | R6-B-05 |  |  |  | R6-B-03 |  |  |  | R6-F-13 |  |  |  | R6-F-14 |  |  |  | R6-F-15 |  |  |  |  | DPSS SECURITY CAMERA |  |  | 0 | [22 empty] | 0 | [18 empty] | 0 |  | 0 | [24 empty] | 0
5062749 | U MI CIT | LEVEL 2A | MDF 2A-338C | 2A-100Z | SERVICE ELEVATOR LOBBY | 1 |  | WAP |  | R5-B-16 | WAP |  |  | R6-B-05 | WAP SPARE |  |  | R6-B-03 |  |  |  | R6-F-13 |  |  |  | R6-F-14 |  |  |  | R6-F-15 |  |  |  |  | HITS-WAP |  |  | 0 | [22 empty] | 0 | [18 empty] | 0 |  | 0 | [24 empty] | 0
5175176 | U MI CIT | LEVEL 2A | MDF 2A-338C | 2A-101 | KITCHEN | 1 |  | CAM |  | R5-B-16 | SECURITY - CAMERA |  |  | R6-B-05 |  |  |  | R6-B-03 |  |  |  | R6-F-13 |  |  |  | R6-F-14 |  |  |  | R6-F-15 |  |  |  |  | DPSS SECURITY CAMERA |  |  | 7 | [22 empty] | 0 | [18 empty] | 0 |  | 0 | [24 empty] | 0
5174700 | U MI CIT | LEVEL 2A | MDF 2A-338C | 2A-101 | KITCHEN | 7 |  | CAM |  | R5-B-16 | SECURITY - CAMERA |  |  | R6-B-05 |  |  |  | R6-B-03 |  |  |  | R6-F-13 |  |  |  | R6-F-14 |  |  |  | R6-F-15 |  |  |  |  | DPSS SECURITY CAMERA |  |  | 7 | [22 empty] | 0 | [18 empty] | 0 |  | 0 | [24 empty] | 0
5062830 | U MI CIT | LEVEL 2A | MDF 2A-338C | 2A-101 | KITCHEN | 3 |  | WAP |  | R5-B-16 | WAP |  |  | R6-B-05 | WAP SPARE |  |  | R6-B-03 |  |  |  | R6-F-13 |  |  |  | R6-F-14 |  |  |  | R6-F-15 |  |  |  |  | HITS-WAP |  |  | 7 | [22 empty] | 0 | [18 empty] | 0 |  | 0 | [24 empty] | 0
5062323 | U MI CIT | LEVEL 2A | MDF 2A-338C | 2A-101D | CALL CENTER | 7 |  | WAP |  | R5-B-16 | WAP |  |  | R6-B-05 | WAP SPARE |  |  | R6-B-03 |  |  |  | R6-F-13 |  |  |  | R6-F-14 |  |  |  | R6-F-15 |  |  |  |  | HITS-WAP |  |  | 7 | [22 empty] | 0 | [18 empty] | 0 |  | 0 | [24 empty] | 0
5062679 | U MI CIT | LEVEL 2A | MDF 2A-338C | 2A-101G | CONFERENCE ROOM | 3 |  | WAP |  | R5-B-16 | WAP |  |  | R6-B-05 | WAP SPARE |  |  | R6-B-03 |  |  |  | R6-F-13 |  |  |  | R6-F-14 |  |  |  | R6-F-15 |  |  |  |  | HITS-WAP |  |  | 7 | [11 empty] | CDIAVS | [10 empty] | 0 | [18 empty] | 0 |  | 0 | [24 empty] | 0
7553938 | U MI CIT | LEVEL 2A | MDF 2A-338C | 2A-102 | DISHWASHING/SOILED CARTS | 3 |  | BAS |  | R5-B-16 | BMS |  |  | R6-B-05 | BMS |  |  | R6-B-03 |  |  |  | R6-F-13 |  |  |  | R6-F-14 |  |  |  | R6-F-15 |  |  |  |  | FACILITIES |  |  | 7 | [22 empty] | 0 | [18 empty] | 0 |  | 0 | [24 empty] | 0
5174490 | U MI CIT | LEVEL 2A | MDF 2A-338C | 2A-102 | DISHWASHING/SOILED CARTS | 1 |  | CAM |  | R5-B-16 | SECURITY - CAMERA |  |  | R6-B-05 |  |  |  | R6-B-03 |  |  |  | R6-F-13 |  |  |  | R6-F-14 |  |  |  | R6-F-15 |  |  |  |  | DPSS SECURITY CAMERA |  |  | 7 | [22 empty] | 0 | [18 empty] | 0 |  | 0 | [24 empty] | 0
5063185 | U MI CIT | LEVEL 2A | MDF 2A-338C | 2A-102 | DISHWASHING/SOILED CARTS | 2 |  | WAP |  | R5-B-16 | WAP |  |  | R6-B-05 | WAP SPARE |  |  | R6-B-03 |  |  |  | R6-F-13 |  |  |  | R6-F-14 |  |  |  | R6-F-15 |  |  |  |  | HITS-WAP |  |  | 7 | [22 empty] | 0 | [18 empty] | 0 |  | 0 | [24 empty] | 0
5176287 | U MI CIT | LEVEL 2A | MDF 2A-338C | 2A-113 | RECEIVING DOCK | 8 |  | CAM |  | R5-B-16 | SECURITY - CAMERA |  |  | R6-B-05 |  |  |  | R6-B-03 |  |  |  | R6-F-13 |  |  |  | R6-F-14 |  |  |  | R6-F-15 |  |  |  |  | DPSS SECURITY CAMERA |  |  | 7 |  | N | [20 empty] | 0 | [18 empty] | 0 |  | 0 | [24 empty] | 0 | [12 empty] | updated room # from 2A-117 to 2A-113 to match drawings
5176217 | U MI CIT | LEVEL 2A | MDF 2A-338C | 2A-113 | RECEIVING DOCK | 9 |  | CAM |  | R5-B-16 | SECURITY - CAMERA |  |  | R6-B-05 |  |  |  | R6-B-03 |  |  |  | R6-F-13 |  |  |  | R6-F-14 |  |  |  | R6-F-15 |  |  |  |  | DPSS SECURITY CAMERA |  |  | 7 |  | N | [20 empty] | 0 | [18 empty] | 0 |  | 0 | [24 empty] | 0 | [12 empty] | updated room # from 2A-117 to 2A-113 to match drawings
5176097 | U MI CIT | LEVEL 2A | MDF 2A-338C | 2A-113 | RECEIVING DOCK | 10 |  | CAM |  | R5-B-16 | SECURITY - CAMERA |  |  | R6-B-05 |  |  |  | R6-B-03 |  |  |  | R6-F-13 |  |  |  | R6-F-14 |  |  |  | R6-F-15 |  |  |  |  | DPSS SECURITY CAMERA |  |  | 7 |  | N | [20 empty] | 0 | [18 empty] | 0 |  | 0 | [24 empty] | 0 | [12 empty] | updated room # from 2A-117 to 2A-113 to match drawings
6831004 | U MI CIT | LEVEL 2A | MDF 2A-338C | 2A-113 | RECEIVING DOCK | 5 |  | IC |  | R5-B-16 | INTERCOM |  |  | R6-B-05 |  |  |  | R6-B-03 |  |  |  | R6-F-13 |  |  |  | R6-F-14 |  |  |  | R6-F-15 |  |  |  |  | INTERCOM |  |  | 7 |  | N | [20 empty] | 0 | [18 empty] | 0 |  | 0 | [24 empty] | 0 | [12 empty] | updated room # from 2A-117 to 2A-113 to match drawings
5063232 | U MI CIT | LEVEL 2A | MDF 2A-338C | 2A-113 | RECEIVING DOCK | 7 |  | WAP |  | R5-B-16 | WAP |  |  | R6-B-05 | WAP SPARE |  |  | R6-B-03 |  |  |  | R6-F-13 |  |  |  | R6-F-14 |  |  |  | R6-F-15 |  |  |  |  | HITS-WAP |  |  | 7 | [22 empty] | 0 | [18 empty] | 0 |  | 0 | [24 empty] | 0 | [12 empty] | updated room # from 2A-117 to 2A-113 to match drawings
5063216 | U MI CIT | LEVEL 2A | MDF 2A-338C | 2A-113 | RECEIVING DOCK | 11 |  | WAP |  | R5-B-16 | WAP |  |  | R6-B-05 | WAP SPARE |  |  | R6-B-03 |  |  |  | R6-F-13 |  |  |  | R6-F-14 |  |  |  | R6-F-15 |  |  |  |  | HITS-WAP |  |  | 7 | [22 empty] | 0 | [18 empty] | 0 |  | 0 | [24 empty] | 0 | [12 empty] | updated room # from 2A-117 to 2A-113 to match drawings
7578143 | U MI CIT | LEVEL 2A | MDF 2A-338C | 2A-130Z | CORRIDOR | 4 |  | BAS |  | R5-B-16 | BMS |  |  | R6-B-05 | BMS |  |  | R6-B-03 |  |  |  | R6-F-13 |  |  |  | R6-F-14 |  |  |  | R6-F-15 |  |  |  |  | FACILITIES |  |  | 7 | [22 empty] | 0 | [18 empty] | 0 |  | 0 | [24 empty] | 0
7578153 | U MI CIT | LEVEL 2A | MDF 2A-338C | 2A-130Z | CORRIDOR | 5 |  | BAS |  | R5-B-16 | BMS |  |  | R6-B-05 | BMS |  |  | R6-B-03 |  |  |  | R6-F-13 |  |  |  | R6-F-14 |  |  |  | R6-F-15 |  |  |  |  | FACILITIES | [25 empty] | 0 | [18 empty] | 0 |  | 0 | [24 empty] | 0
5061519 | U MI CIT | LEVEL 2A | IDF 2A-503C | 2A-130Z | CORRIDOR | 2 |  | WAP |  | R2-C-06 | WAP |  |  | R2-C-11 | WAP SPARE |  |  | R2-A-11 |  |  |  | R2-A-18 |  |  |  | R2-A-19 |  |  |  | R2-A-20 |  |  |  |  | HITS-WAP |  |  | 0 | [22 empty] | 0 | [18 empty] | 0 |  | 0 | [24 empty] | 0
5061733 | U MI CIT | LEVEL 2A | IDF 2A-503C | 2A-130Z | CORRIDOR | 3 |  | WAP |  | R2-C-06 | WAP |  |  | R2-C-11 | WAP SPARE |  |  | R2-A-11 |  |  |  | R2-A-18 |  |  |  | R2-A-19 |  |  |  | R2-A-20 |  |  |  |  | HITS-WAP |  |  | 0 | [22 empty] | 0 | [18 empty] | 0 |  | 0 | [24 empty] | 0
4506736 | U MI CIT | LEVEL 2A | MDF 2A-338C | 2A-184 | PTUBE | 1 |  | PT |  | R5-B-16 | P-TUBE |  |  | R6-B-05 | WIRED SPARE |  |  | R6-B-03 |  |  |  | R6-F-13 |  |  |  | R6-F-14 |  |  |  | R6-F-15 |  |  |  |  | P-TUBE |  |  | 0 | [22 empty] | 0 | [18 empty] | 0 |  | 0 | [24 empty] | 0
4506716 | U MI CIT | LEVEL 2A | MDF 2A-338C | 2A-184 | PTUBE | 1 |  | PT |  | R5-B-16 | P-TUBE |  |  | R6-B-05 | WIRED SPARE |  |  | R6-B-03 |  |  |  | R6-F-13 |  |  |  | R6-F-14 |  |  |  | R6-F-15 |  |  |  |  | P-TUBE |  |  | 0 | [22 empty] | 0 | [18 empty] | 0 |  | 0 | [24 empty] | 0
5064074 | U MI CIT | LEVEL 2A | MDF 2A-338C | 2A-216 | COMMUNAL TEAMING | 8 |  | WAP |  | R5-B-16 | WAP |  |  | R6-B-05 | WAP SPARE |  |  | R6-B-03 |  |  |  | R6-F-13 |  |  |  | R6-F-14 |  |  |  | R6-F-15 |  |  |  |  | HITS-WAP |  |  | 0 | [22 empty] | 0 | [18 empty] | 0 |  | 0 | [24 empty] | 0
5063773 | U MI CIT | LEVEL 2A | MDF 2A-338C | 2A-216K | CONFERENCE ROOM | 4 |  | WAP |  | R5-B-16 | WAP |  |  | R6-B-05 | WAP SPARE |  |  | R6-B-03 |  |  |  | R6-F-13 |  |  |  | R6-F-14 |  |  |  | R6-F-15 |  |  |  |  | HITS-WAP | [25 empty] | 0 | [18 empty] | 0 |  | 0 | [24 empty] | 0
7578443 | U MI CIT | LEVEL 2A | MDF 2A-338C | 2A-219 | MATERIAL SERVICES CENTER | 3 |  | BAS |  | R5-B-16 | BMS |  |  | R6-B-05 | BMS |  |  | R6-B-03 |  |  |  | R6-F-13 |  |  |  | R6-F-14 |  |  |  | R6-F-15 |  |  |  |  | FACILITIES | [25 empty] | 0 | [18 empty] | 0 |  | 0 | [24 empty] | 0
7578295 | U MI CIT | LEVEL 2A | MDF 2A-338C | 2A-219 | MATERIAL SERVICES CENTER | 4 |  | BAS |  | R5-B-16 | BMS |  |  | R6-B-05 | BMS |  |  | R6-B-03 |  |  |  | R6-F-13 |  |  |  | R6-F-14 |  |  |  | R6-F-15 |  |  |  |  | FACILITIES | [25 empty] | 0 | [18 empty] | 0 |  | 0 | [24 empty] | 0
7578469 | U MI CIT | LEVEL 2A | MDF 2A-338C | 2A-219 | MATERIAL SERVICES CENTER | 9 |  | BAS |  | R5-B-16 | BMS |  |  | R6-B-05 | BMS |  |  | R6-B-03 |  |  |  | R6-F-13 |  |  |  | R6-F-14 |  |  |  | R6-F-15 |  |  |  |  | FACILITIES | [25 empty] | 0 | [18 empty] | 0 |  | 0 | [24 empty] | 0
7578507 | U MI CIT | LEVEL 2A | MDF 2A-338C | 2A-219 | MATERIAL SERVICES CENTER | 13 |  | BAS |  | R5-B-16 | BMS |  |  | R6-B-05 | BMS |  |  | R6-B-03 |  |  |  | R6-F-13 |  |  |  | R6-F-14 |  |  |  | R6-F-15 |  |  |  |  | FACILITIES | [25 empty] | 0 | [18 empty] | 0 |  | 0 | [24 empty] | 0
7578533 | U MI CIT | LEVEL 2A | MDF 2A-338C | 2A-219 | MATERIAL SERVICES CENTER | 15 |  | BAS |  | R5-B-16 | BMS |  |  | R6-B-05 | BMS |  |  | R6-B-03 |  |  |  | R6-F-13 |  |  |  | R6-F-14 |  |  |  | R6-F-15 |  |  |  |  | FACILITIES | [25 empty] | 0 | [18 empty] | 0 |  | 0 | [24 empty] | 0
7578269 | U MI CIT | LEVEL 2A | MDF 2A-338C | 2A-219 | MATERIAL SERVICES CENTER | 16 |  | BAS |  | R5-B-16 | BMS |  |  | R6-B-05 | BMS |  |  | R6-B-03 |  |  |  | R6-F-13 |  |  |  | R6-F-14 |  |  |  | R6-F-15 |  |  |  |  | FACILITIES | [25 empty] | 0 | [18 empty] | 0 |  | 0 | [24 empty] | 0
7578243 | U MI CIT | LEVEL 2A | MDF 2A-338C | 2A-219 | MATERIAL SERVICES CENTER | 19 |  | BAS |  | R5-B-16 | BMS |  |  | R6-B-05 | BMS |  |  | R6-B-03 |  |  |  | R6-F-13 |  |  |  | R6-F-14 |  |  |  | R6-F-15 |  |  |  |  | FACILITIES | [25 empty] | 0 | [18 empty] | 0 |  | 0 | [24 empty] | 0
7578163 | U MI CIT | LEVEL 2A | MDF 2A-338C | 2A-219 | MATERIAL SERVICES CENTER | 21 |  | BAS |  | R5-B-16 | BMS |  |  | R6-B-05 | BMS |  |  | R6-B-03 |  |  |  | R6-F-13 |  |  |  | R6-F-14 |  |  |  | R6-F-15 |  |  |  |  | FACILITIES | [25 empty] | 0 | [18 empty] | 0 |  | 0 | [24 empty] | 0
5062936 | U MI CIT | LEVEL 2A | MDF 2A-338C | 2A-219 | MATERIAL SERVICES CENTER | 5 |  | WAP |  | R5-B-16 | WAP |  |  | R6-B-05 | WAP SPARE |  |  | R6-B-03 |  |  |  | R6-F-13 |  |  |  | R6-F-14 |  |  |  | R6-F-15 |  |  |  |  | HITS-WAP | [25 empty] | 0 | [18 empty] | 0 |  | 0 | [24 empty] | 0
5063414 | U MI CIT | LEVEL 2A | MDF 2A-338C | 2A-219 | MATERIAL SERVICES CENTER | 6 |  | WAP |  | R5-B-16 | WAP |  |  | R6-B-05 | WAP SPARE |  |  | R6-B-03 |  |  |  | R6-F-13 |  |  |  | R6-F-14 |  |  |  | R6-F-15 |  |  |  |  | HITS-WAP | [25 empty] | 0 | [18 empty] | 0 |  | 0 | [24 empty] | 0
8487530 | U MI CIT | LEVEL 2A | MDF 2A-338C | 2A-219 | MATERIAL SERVICES CENTER | 10 |  | WAP |  | R5-B-16 | WAP |  |  | R6-B-05 | WAP SPARE |  |  | R6-B-03 |  |  |  | R6-F-13 |  |  |  | R6-F-14 |  |  |  | R6-F-15 |  |  |  |  | HITS-WAP | [25 empty] | 0 | [18 empty] | 0 |  | 0 | [24 empty] | 0
5063604 | U MI CIT | LEVEL 2A | MDF 2A-338C | 2A-219 | MATERIAL SERVICES CENTER | 12 |  | WAP |  | R5-B-16 | WAP |  |  | R6-B-05 | WAP SPARE |  |  | R6-B-03 |  |  |  | R6-F-13 |  |  |  | R6-F-14 |  |  |  | R6-F-15 |  |  |  |  | HITS-WAP | [25 empty] | 0 | [18 empty] | 0 |  | 0 | [24 empty] | 0
5063571 | U MI CIT | LEVEL 2A | MDF 2A-338C | 2A-219 | MATERIAL SERVICES CENTER | 18 |  | WAP |  | R5-B-16 | WAP |  |  | R6-B-05 | WAP SPARE |  |  | R6-B-03 |  |  |  | R6-F-13 |  |  |  | R6-F-14 |  |  |  | R6-F-15 |  |  |  |  | HITS-WAP | [25 empty] | 0 | [18 empty] | 0 |  | 0 | [24 empty] | 0
5063447 | U MI CIT | LEVEL 2A | MDF 2A-338C | 2A-219 | MATERIAL SERVICES CENTER | 20 |  | WAP |  | R5-B-16 | WAP |  |  | R6-B-05 | WAP SPARE |  |  | R6-B-03 |  |  |  | R6-F-13 |  |  |  | R6-F-14 |  |  |  | R6-F-15 |  |  |  |  | HITS-WAP | [25 empty] | 0 | [18 empty] | 0 |  | 0 | [24 empty] | 0
5064138 | U MI CIT | LEVEL 2A | MDF 2A-338C | 2A-222 | LINEN ROOM - SOILED | 1 |  | WAP |  | R5-B-16 | WAP |  |  | R6-B-05 | WAP SPARE |  |  | R6-B-03 |  |  |  | R6-F-13 |  |  |  | R6-F-14 |  |  |  | R6-F-15 |  |  |  |  | HITS-WAP | [25 empty] | 0 | [18 empty] | 0 |  | 0 | [24 empty] | 0
8487545 | U MI CIT | LEVEL 2A | MDF 2A-338C | 2A-223 | SECURED HOLDING: WASTE MANAGEMENT | 1 |  | WAP |  | R5-B-16 | WAP |  |  | R6-B-05 | WAP SPARE |  |  | R6-B-03 |  |  |  | R6-F-13 |  |  |  | R6-F-14 |  |  |  | R6-F-15 |  |  |  |  | HITS-WAP | [25 empty] | 0 | [18 empty] | 0 |  | 0 | [24 empty] | 0
5175961 | U MI CIT | LEVEL 2A | MDF 2A-338C | 2A-229 | COMPACTOR DOCK | 3 |  | CAM |  | R5-B-16 | SECURITY - CAMERA |  |  | R6-B-05 |  |  |  | R6-B-03 |  |  |  | R6-F-13 |  |  |  | R6-F-14 |  |  |  | R6-F-15 |  |  |  |  | DPSS SECURITY CAMERA | [25 empty] | 0 | [18 empty] | 0 |  | 0 | [24 empty] | 0
10824928 | U MI CIT | LEVEL 2A | MDF 2A-338C | 2A-229 | COMPACTOR DOCK | 1 |  | IC |  | R5-B-16 | INTERCOM |  |  | R6-B-05 |  |  |  | R6-B-03 |  |  |  | R6-F-13 |  |  |  | R6-F-14 |  |  |  | R6-F-15 |  |  |  |  | INTERCOM | [25 empty] | 0 | [18 empty] | 0 |  | 0 | [24 empty] | 0
8487569 | U MI CIT | LEVEL 2A | MDF 2A-338C | 2A-229 | COMPACTOR DOCK | 2 |  | WAP |  | R5-B-16 | WAP |  |  | R6-B-05 | WAP SPARE |  |  | R6-B-03 |  |  |  | R6-F-13 |  |  |  | R6-F-14 |  |  |  | R6-F-15 |  |  |  |  | HITS-WAP | [25 empty] | 0 | [18 empty] | 0 |  | 0 | [24 empty] | 0
8487553 | U MI CIT | LEVEL 2A | MDF 2A-338C | 2A-233 | STORAGE - MOTORIZED EQUIPMENT | 1 |  | WAP |  | R5-B-16 | WAP |  |  | R6-B-05 | WAP SPARE |  |  | R6-B-03 |  |  |  | R6-F-13 |  |  |  | R6-F-14 |  |  |  | R6-F-15 |  |  |  |  | HITS-WAP | [25 empty] | 0 | [18 empty] | 0 |  | 0 | [24 empty] | 0
5061450 | U MI CIT | LEVEL 2A | MDF 2A-338C | 2A-301 | MEDICAL GAS/CYLINDERS | 4 |  | WAP |  | R5-B-16 | WAP |  |  | R6-B-05 | WAP SPARE |  |  | R6-B-03 |  |  |  | R6-F-13 |  |  |  | R6-F-14 |  |  |  | R6-F-15 |  |  |  |  | HITS-WAP | [25 empty] | 0 | [18 empty] | 0 |  | 0 | [24 empty] | 0
5059946 | U MI CIT | LEVEL 2A | IDF 2A-503C | 2A-305X | VESTIBULE | 1 |  | WAP |  | R2-C-06 | WAP |  |  | R2-C-11 | WAP SPARE |  |  | R2-A-11 |  |  |  | R2-A-18 |  |  |  | R2-A-19 |  |  |  | R2-A-20 |  |  |  |  | HITS-WAP |  |  | 1 | 2025-05-19 | [21 empty] | 0 | [18 empty] | 0 |  | 0 | [24 empty] | 0
9092011 | U MI CIT | LEVEL 2A | IDF 2A-503C | 2A-307 | FIRE PUMP ROOM | 1 |  | BAS |  | R2-C-06 | BMS |  |  | R2-C-11 | BMS |  |  | R2-A-11 |  |  |  | R2-A-18 |  |  |  | R2-A-19 |  |  |  | R2-A-20 |  |  |  |  | FACILITIES | [25 empty] | 0 | [18 empty] | 0 |  | 0 | [24 empty] | 0
7458688 | U MI CIT | LEVEL 2A | IDF 2A-503C | 2A-313 | PTUBE | 2 |  | PT |  | R2-C-06 | P-TUBE |  |  | R2-C-11 | WIRED SPARE |  |  | R2-A-11 |  |  |  | R2-A-18 |  |  |  | R2-A-19 |  |  |  | R2-A-20 |  |  |  |  | P-TUBE | [25 empty] | 0 | [18 empty] | 0 |  | 0 | [24 empty] | 0
7458674 | U MI CIT | LEVEL 2A | IDF 2A-503C | 2A-313 | PTUBE | 3 |  | PT |  | R2-C-06 | P-TUBE |  |  | R2-C-11 | WIRED SPARE |  |  | R2-A-11 |  |  |  | R2-A-18 |  |  |  | R2-A-19 |  |  |  | R2-A-20 |  |  |  |  | P-TUBE | [25 empty] | 0 | [18 empty] | 0 |  | 0 | [24 empty] | 0
7458660 | U MI CIT | LEVEL 2A | IDF 2A-503C | 2A-313 | PTUBE | 4 |  | PT |  | R2-C-06 | P-TUBE |  |  | R2-C-11 | WIRED SPARE |  |  | R2-A-11 |  |  |  | R2-A-18 |  |  |  | R2-A-19 |  |  |  | R2-A-20 |  |  |  |  | P-TUBE | [25 empty] | 0 | [18 empty] | 0 |  | 0 | [24 empty] | 0
7458646 | U MI CIT | LEVEL 2A | IDF 2A-503C | 2A-313 | PTUBE | 5 |  | PT |  | R2-C-06 | P-TUBE |  |  | R2-C-11 | WIRED SPARE |  |  | R2-A-11 |  |  |  | R2-A-18 |  |  |  | R2-A-19 |  |  |  | R2-A-20 |  |  |  |  | P-TUBE | [25 empty] | 0 | [18 empty] | 0 |  | 0 | [24 empty] | 0
7458632 | U MI CIT | LEVEL 2A | IDF 2A-503C | 2A-313 | PTUBE | 6 |  | PT |  | R2-C-06 | P-TUBE |  |  | R2-C-11 | WIRED SPARE |  |  | R2-A-11 |  |  |  | R2-A-18 |  |  |  | R2-A-19 |  |  |  | R2-A-20 |  |  |  |  | P-TUBE | [25 empty] | 0 | [18 empty] | 0 |  | 0 | [24 empty] | 0
7458618 | U MI CIT | LEVEL 2A | IDF 2A-503C | 2A-313 | PTUBE | 7 |  | PT |  | R2-C-06 | P-TUBE |  |  | R2-C-11 | WIRED SPARE |  |  | R2-A-11 |  |  |  | R2-A-18 |  |  |  | R2-A-19 |  |  |  | R2-A-20 |  |  |  |  | P-TUBE | [25 empty] | 0 | [18 empty] | 0 |  | 0 | [24 empty] | 0
7458604 | U MI CIT | LEVEL 2A | IDF 2A-503C | 2A-313 | PTUBE | 8 |  | PT |  | R2-C-06 | P-TUBE |  |  | R2-C-11 | WIRED SPARE |  |  | R2-A-11 |  |  |  | R2-A-18 |  |  |  | R2-A-19 |  |  |  | R2-A-20 |  |  |  |  | P-TUBE | [25 empty] | 0 | [18 empty] | 0 |  | 0 | [24 empty] | 0
7458418 | U MI CIT | LEVEL 2A | IDF 2A-503C | 2A-313 | PTUBE | 9 |  | PT |  | R2-C-06 | P-TUBE |  |  | R2-C-11 | WIRED SPARE |  |  | R2-A-11 |  |  |  | R2-A-18 |  |  |  | R2-A-19 |  |  |  | R2-A-20 |  |  |  |  | P-TUBE | [25 empty] | 0 | [18 empty] | 0 |  | 0 | [24 empty] | 0
7458702 | U MI CIT | LEVEL 2A | IDF 2A-503C | 2A-313 | PTUBE | 10 |  | PT |  | R2-C-06 | P-TUBE |  |  | R2-C-11 | WIRED SPARE |  |  | R2-A-11 |  |  |  | R2-A-18 |  |  |  | R2-A-19 |  |  |  | R2-A-20 |  |  |  |  | P-TUBE | [25 empty] | 0 | [18 empty] | 0 |  | 0 | [24 empty] | 0
7458730 | U MI CIT | LEVEL 2A | IDF 2A-503C | 2A-313 | PTUBE | 11 |  | PT |  | R2-C-06 | P-TUBE |  |  | R2-C-11 | WIRED SPARE |  |  | R2-A-11 |  |  |  | R2-A-18 |  |  |  | R2-A-19 |  |  |  | R2-A-20 |  |  |  |  | P-TUBE | [25 empty] | 0 | [18 empty] | 0 |  | 0 | [24 empty] | 0
7458744 | U MI CIT | LEVEL 2A | IDF 2A-503C | 2A-313 | PTUBE | 12 |  | PT |  | R2-C-06 | P-TUBE |  |  | R2-C-11 | WIRED SPARE |  |  | R2-A-11 |  |  |  | R2-A-18 |  |  |  | R2-A-19 |  |  |  | R2-A-20 |  |  |  |  | P-TUBE | [25 empty] | 0 | [18 empty] | 0 |  | 0 | [24 empty] | 0
7458758 | U MI CIT | LEVEL 2A | IDF 2A-503C | 2A-313 | PTUBE | 13 |  | PT |  | R2-C-06 | P-TUBE |  |  | R2-C-11 | WIRED SPARE |  |  | R2-A-11 |  |  |  | R2-A-18 |  |  |  | R2-A-19 |  |  |  | R2-A-20 |  |  |  |  | P-TUBE | [25 empty] | 0 | [18 empty] | 0 |  | 0 | [24 empty] | 0
7458772 | U MI CIT | LEVEL 2A | IDF 2A-503C | 2A-313 | PTUBE | 14 |  | PT |  | R2-C-06 | P-TUBE |  |  | R2-C-11 | WIRED SPARE |  |  | R2-A-11 |  |  |  | R2-A-18 |  |  |  | R2-A-19 |  |  |  | R2-A-20 |  |  |  |  | P-TUBE | [25 empty] | 0 | [18 empty] | 0 |  | 0 | [24 empty] | 0
7458786 | U MI CIT | LEVEL 2A | IDF 2A-503C | 2A-313 | PTUBE | 15 |  | PT |  | R2-C-06 | P-TUBE |  |  | R2-C-11 | WIRED SPARE |  |  | R2-A-11 |  |  |  | R2-A-18 |  |  |  | R2-A-19 |  |  |  | R2-A-20 |  |  |  |  | P-TUBE | [25 empty] | 0 | [18 empty] | 0 |  | 0 | [24 empty] | 0
7458817 | U MI CIT | LEVEL 2A | IDF 2A-503C | 2A-313 | PTUBE | 16 |  | PT |  | R2-C-06 | P-TUBE |  |  | R2-C-11 | WIRED SPARE |  |  | R2-A-11 |  |  |  | R2-A-18 |  |  |  | R2-A-19 |  |  |  | R2-A-20 |  |  |  |  | P-TUBE | [25 empty] | 0 | [18 empty] | 0 |  | 0 | [24 empty] | 0
7458831 | U MI CIT | LEVEL 2A | IDF 2A-503C | 2A-313 | PTUBE | 17 |  | PT |  | R2-C-06 | P-TUBE |  |  | R2-C-11 | WIRED SPARE |  |  | R2-A-11 |  |  |  | R2-A-18 |  |  |  | R2-A-19 |  |  |  | R2-A-20 |  |  |  |  | P-TUBE | [25 empty] | 0 | [18 empty] | 0 |  | 0 | [24 empty] | 0
5060460 | U MI CIT | LEVEL 2A | IDF 2A-503C | 2A-313 | PTUBE | 18 |  | WAP |  | R2-C-06 | WAP |  |  | R2-C-11 | WAP SPARE |  |  | R2-A-11 |  |  |  | R2-A-18 |  |  |  | R2-A-19 |  |  |  | R2-A-20 |  |  |  |  | HITS-WAP |  |  | 1 | 2025-05-19 | [21 empty] | 0 | [18 empty] | 0 |  | 0 | [24 empty] | 0
5063899 | U MI CIT | LEVEL 2A | MDF 2A-338C | 2A-314 | STAFF LOUNGE | 5 |  | WAP |  | R5-B-16 | WAP |  |  | R6-B-05 | WAP SPARE |  |  | R6-B-03 |  |  |  | R6-F-13 |  |  |  | R6-F-14 |  |  |  | R6-F-15 |  |  |  |  | HITS-WAP |  |  | 1 | 2025-05-19 | [21 empty] | 0 | [18 empty] | 0 |  | 0 | [24 empty] | 0
7578111 | U MI CIT | LEVEL 2A | IDF 2A-503C | 2A-321 | CHILLER MEZZANINE | 1 |  | BAS |  | R2-C-06 | BMS |  |  | R2-C-11 | BMS |  |  | R2-A-11 |  |  |  | R2-A-18 |  |  |  | R2-A-19 |  |  |  | R2-A-20 |  |  |  |  | FACILITIES | [25 empty] | 0 | [18 empty] | 0 |  | 0 | [24 empty] | 0
8487511 | U MI CIT | LEVEL 2A | IDF 2A-503C | 2A-321 | CHILLER MEZZANINE | 2 |  | WAP |  | R2-C-06 | WAP |  |  | R2-C-11 | WAP SPARE |  |  | R2-A-11 |  |  |  | R2-A-18 |  |  |  | R2-A-19 |  |  |  | R2-A-20 |  |  |  |  | HITS-WAP |  |  | 1 | 2025-05-19 | [21 empty] | 0 | [18 empty] | 0 |  | 0 | [24 empty] | 0
8487519 | U MI CIT | LEVEL 2A | IDF 2A-503C | 2A-321 | CHILLER MEZZANINE | 3 |  | WAP |  | R2-C-06 | WAP |  |  | R2-C-11 | WAP SPARE |  |  | R2-A-11 |  |  |  | R2-A-18 |  |  |  | R2-A-19 |  |  |  | R2-A-20 |  |  |  |  | HITS-WAP |  |  | 1 | 2025-05-19 | [21 empty] | 0 | [18 empty] | 0 |  | 0 | [24 empty] | 0
5061003 | U MI CIT | LEVEL 2A | IDF 2A-503C | 2A-334 | WORKBENCHES | 9 |  | WAP |  | R2-C-06 | WAP |  |  | R2-C-11 | WAP SPARE |  |  | R2-A-11 |  |  |  | R2-A-18 |  |  |  | R2-A-19 |  |  |  | R2-A-20 |  |  |  |  | HITS-WAP |  |  | 1 | 2025-05-19 | [21 empty] | 0 | [18 empty] | 0 |  | 0 | [24 empty] | 0
5061174 | U MI CIT | LEVEL 2A | MDF 2A-338C | 2A-336 | HITS WORKROOM | 24 |  | WAP |  | R5-B-16 | WAP |  |  | R6-B-05 | WAP SPARE |  |  | R6-B-03 |  |  |  | R6-F-13 |  |  |  | R6-F-14 |  |  |  | R6-F-15 |  |  |  |  | HITS-WAP |  |  | 1 | 2025-05-19 | [21 empty] | 0 | [18 empty] | 0 |  | 0 | [24 empty] | 0
5172831 | U MI CIT | LEVEL 2A | MDF 2A-338C | 2A-336-1 | OFFICE, MANAGER | 6 |  | BAS |  | R5-B-16 | BMS |  |  | R6-B-05 | BMS |  |  | R6-B-03 |  |  |  | R6-F-13 |  |  |  | R6-F-14 |  |  |  | R6-F-15 |  |  |  |  | FACILITIES | [25 empty] | 0 | [18 empty] | 0 |  | 0 | [24 empty] | 0
7590109 | U MI CIT | LEVEL 2A | MDF 2A-338C | 2A-338C | MDF | 1 |  | BAS |  | R5-B-16 | BMS |  |  | R6-B-05 | BMS |  |  | R6-B-03 |  |  |  | R6-F-13 |  |  |  | R6-F-14 |  |  |  | R6-F-15 |  |  |  |  | FACILITIES |  |  | 0 | 2025-02-01 | [21 empty] | 0 | [18 empty] | 0 |  | 0 | [24 empty] | 0
6830324 | U MI CIT | LEVEL 2A | MDF 2A-338C | 2A-338C | MDF | 5 |  | CAM |  | R5-B-16 | SECURITY - CAMERA |  |  | R6-B-05 |  |  |  | R6-B-03 |  |  |  | R6-F-13 |  |  |  | R6-F-14 |  |  |  | R6-F-15 |  |  |  |  | DPSS SECURITY CAMERA | [25 empty] | 0 | [18 empty] | 0 |  | 0 | [24 empty] | 0
8894253 | U MI CIT | LEVEL 2A | MDF 2A-338C | 2A-338C | MDF | 4 |  | SP |  | R5-B-16 | SECURITY - PANEL |  |  | R6-B-05 | SECURITY - PANEL |  |  | R6-B-03 | SECURITY - PANEL |  |  | R6-F-13 | SECURITY - PANEL |  |  | R6-F-14 |  |  |  | R6-F-15 |  |  |  |  | SECURITY | [25 empty] | 0 | [18 empty] | 0 |  | 0 | [24 empty] | 0
5063637 | U MI CIT | LEVEL 2A | MDF 2A-338C | 2A-338C | MDF | 6 |  | WAP |  | R5-B-16 | WAP |  |  | R6-B-05 | WAP SPARE |  |  | R6-B-03 |  |  |  | R6-F-13 |  |  |  | R6-F-14 |  |  |  | R6-F-15 |  |  |  |  | HITS-WAP |  |  | 0 | 2025-02-01 | [21 empty] | 0 | [18 empty] | 0 |  | 0 | [24 empty] | 0
5173112 | U MI CIT | LEVEL 2A | IDF 2A-503C | 2A-500Z | FIRE SERV/ PAT. ELEV LOBBY | 2 |  | CAM |  | R2-C-06 | SECURITY - CAMERA |  |  | R2-C-11 |  |  |  | R2-A-11 |  |  |  | R2-A-18 |  |  |  | R2-A-19 |  |  |  | R2-A-20 |  |  |  |  | DPSS SECURITY CAMERA | [25 empty] | 0 | [18 empty] | 0 |  | 0 | [24 empty] | 0
8894100 | U MI CIT | LEVEL 2A | IDF 2A-503C | 2A-503C | IDF | 4 |  | BAS |  | R2-C-06 | BMS |  |  | R2-C-11 | BMS |  |  | R2-A-11 |  |  |  | R2-A-18 |  |  |  | R2-A-19 |  |  |  | R2-A-20 |  |  |  |  | FACILITIES |  |  | 0 | 2025-02-01 | [21 empty] | 0 | [18 empty] | 0 |  | 0 | [24 empty] | 0
6828797 | U MI CIT | LEVEL 2A | IDF 2A-503C | 2A-503C | IDF | 1 |  | CAM |  | R2-C-06 | SECURITY - CAMERA |  |  | R2-C-11 |  |  |  | R2-A-11 |  |  |  | R2-A-18 |  |  |  | R2-A-19 |  |  |  | R2-A-20 |  |  |  |  | DPSS SECURITY CAMERA |  |  | 0 | [22 empty] | 0 | [18 empty] | 0 |  | 0 | [24 empty] | 0
8894043 | U MI CIT | LEVEL 2A | IDF 2A-503C | 2A-503C | IDF | 2 |  | NP |  | R2-C-06 | NURSE CALL-PANEL |  |  | R2-C-11 | NURSE CALL-PANEL |  |  | R2-A-11 |  |  |  | R2-A-18 |  |  |  | R2-A-19 |  |  |  | R2-A-20 |  |  |  |  | HITS - EI |  |  | 0 | [22 empty] | 0 | [18 empty] | 0 |  | 0 | [24 empty] | 0
8894057 | U MI CIT | LEVEL 2A | IDF 2A-503C | 2A-503C | IDF | 3 |  | SP |  | R2-C-06 | SECURITY - PANEL |  |  | R2-C-11 | SECURITY - PANEL |  |  | R2-A-11 | SECURITY - PANEL |  |  | R2-A-18 | SECURITY - PANEL |  |  | R2-A-19 |  |  |  | R2-A-20 |  |  |  |  | SECURITY |  |  | 0 | [22 empty] | 0 | [18 empty] | 0 |  | 0 | [24 empty] | 0
5062127 | U MI CIT | LEVEL 2A | IDF 2A-503C | 2A-503C | IDF | 6 |  | WAP |  | R2-C-06 | WAP |  |  | R2-C-11 | WAP SPARE |  |  | R2-A-11 |  |  |  | R2-A-18 |  |  |  | R2-A-19 |  |  |  | R2-A-20 |  |  |  |  | HITS-WAP |  |  | 0 | 2025-02-01 | [21 empty] | 0 | [18 empty] | 0 |  | 0 | [24 empty] | 0
7458295 | U MI CIT | LEVEL 2A | IDF 2A-503C | 2A-507 | INCOMING ELECTRICAL ROOM | 2 |  | BAS |  | R2-C-06 | BMS |  |  | R2-C-11 | BMS |  |  | R2-A-11 |  |  |  | R2-A-18 |  |  |  | R2-A-19 |  |  |  | R2-A-20 |  |  |  |  | FACILITIES | [25 empty] | 0 | [18 empty] | 0 |  | 0 | [24 empty] | 0
5061926 | U MI CIT | LEVEL 2A | IDF 2A-503C | 2A-510Z | CORRIDOR | 1 |  | WAP |  | R2-C-06 | WAP |  |  | R2-C-11 | WAP SPARE |  |  | R2-A-11 |  |  |  | R2-A-18 |  |  |  | R2-A-19 |  |  |  | R2-A-20 |  |  |  |  | HITS-WAP |  |  | 0 | 2025-02-01 | [21 empty] | 0 | [18 empty] | 0 |  | 0 | [24 empty] | 0
5172975 | U MI CIT | LEVEL 2A | IDF 2A-503C | 2A-530X | STAIR 1 EXIT PASSAGEWAY | 2 |  | CAM |  | R2-C-06 | SECURITY - CAMERA |  |  | R2-C-11 |  |  |  | R2-A-11 |  |  |  | R2-A-18 |  |  |  | R2-A-19 |  |  |  | R2-A-20 |  |  |  |  | DPSS SECURITY CAMERA | [25 empty] | 0 | [18 empty] | 0 |  | 0 | [24 empty] | 0
5172509 | U MI CIT | LEVEL 2A | IDF 2A-503C | 2A-530X | STAIR 1 EXIT PASSAGEWAY | 3 |  | CAM |  | R2-C-06 | SECURITY - CAMERA |  |  | R2-C-11 |  |  |  | R2-A-11 |  |  |  | R2-A-18 |  |  |  | R2-A-19 |  |  |  | R2-A-20 |  |  |  |  | DPSS SECURITY CAMERA | [25 empty] | 0 | [18 empty] | 0 |  | 0 | [24 empty] | 0
5060013 | U MI CIT | LEVEL 2A | IDF 2A-503C | 2A-530X | STAIR 1 EXIT PASSAGEWAY | 1 |  | WAP |  | R2-C-06 | WAP |  |  | R2-C-11 | WAP SPARE |  |  | R2-A-11 |  |  |  | R2-A-18 |  |  |  | R2-A-19 |  |  |  | R2-A-20 |  |  |  |  | HITS-WAP |  |  | 0 | 2025-02-01 | [21 empty] | 0 | [18 empty] | 0 |  | 0 | [24 empty] | 0
8891859 | U MI CIT | LEVEL 2A | IDF 2A-503C | 2M-009 | IDF | 5 |  | BAS |  | R2-C-06 | BMS |  |  | R2-C-11 | BMS |  |  | R2-A-11 |  |  |  | R2-A-18 |  |  |  | R2-A-19 |  |  |  | R2-A-20 |  |  |  |  | FACILITIES |  |  | 0 | 2025-02-01 | [21 empty] | 0 | [18 empty] | 0 |  | 0 | [24 empty] | 0
10822677 | U MI CIT | LEVEL 2A | IDF 2A-503C | 2M-009 | IDF | 6 |  | CAM |  | R2-C-06 | SECURITY - CAMERA |  |  | R2-C-11 |  |  |  | R2-A-11 |  |  |  | R2-A-18 |  |  |  | R2-A-19 |  |  |  | R2-A-20 |  |  |  |  | DPSS SECURITY CAMERA |  |  | 0 | [22 empty] | 0 | [18 empty] | 0 |  | 0 | [24 empty] | 0
8893762 | U MI CIT | LEVEL 2A | IDF 2A-503C | 2M-009 | IDF | 3 |  | NP |  | R2-C-06 | NURSE CALL-PANEL |  |  | R2-C-11 | NURSE CALL-PANEL |  |  | R2-A-11 |  |  |  | R2-A-18 |  |  |  | R2-A-19 |  |  |  | R2-A-20 |  |  |  |  | HITS - EI |  |  | 0 | [22 empty] | 0 | [18 empty] | 0 |  | 0 | [24 empty] | 0
8893874 | U MI CIT | LEVEL 2A | IDF 2A-503C | 2M-009 | IDF | 4 |  | SP |  | R2-C-06 | SECURITY - PANEL |  |  | R2-C-11 | SECURITY - PANEL |  |  | R2-A-11 | SECURITY - PANEL |  |  | R2-A-18 | SECURITY - PANEL |  |  | R2-A-19 |  |  |  | R2-A-20 |  |  |  |  | SECURITY |  |  | 0 | [22 empty] | 0 | [18 empty] | 0 |  | 0 | [24 empty] | 0
6825998 | U MI CIT | LEVEL 2A | IDF 2A-503C | 2M-015X | AREA WELL STAIR | 1 |  | CAM |  | R2-C-06 | SECURITY - CAMERA |  |  | R2-C-11 |  |  |  | R2-A-11 |  |  |  | R2-A-18 |  |  |  | R2-A-19 |  |  |  | R2-A-20 |  |  |  |  | DPSS SECURITY CAMERA | [25 empty] | 0 | [18 empty] | 0 |  | 0 | [24 empty] | 0
7578057 | U MI CIT | LEVEL 2A | IDF 2A-503C | 2M-103E | INTERSTITIAL - MECHANICAL | 1 |  | BAS |  | R2-C-06 | BMS |  |  | R2-C-11 | BMS |  |  | R2-A-11 |  |  |  | R2-A-18 |  |  |  | R2-A-19 |  |  |  | R2-A-20 |  |  |  |  | FACILITIES | [25 empty] | 0 | [18 empty] | 0 |  | 0 | [24 empty] | 0
10823077 | U MI CIT | LEVEL 2A | IDF 2A-503C | 2M-103E | INTERSTITIAL - MECHANICAL | 2 |  | CAM |  | R2-C-06 | SECURITY - CAMERA |  |  | R2-C-11 |  |  |  | R2-A-11 |  |  |  | R2-A-18 |  |  |  | R2-A-19 |  |  |  | R2-A-20 |  |  |  |  | DPSS SECURITY CAMERA | [25 empty] | 0 | [18 empty] | 0 |  | 0 | [24 empty] | 0
5178520 | U MI CIT | LEVEL 3 | IDF 3-304C | 3-000 | EXTERIOR SOUTH | 1 |  | CAM |  |  | SECURITY - CAMERA | [23 empty] | DPSS SECURITY CAMERA | [25 empty] | 0 | [18 empty] | 0 |  | 0 | [24 empty] | 0
5182060 | U MI CIT | LEVEL 3 | IDF 3-122C | 3-000 | EXTERIOR SOUTH | 3 |  | CAM |  |  | SECURITY - CAMERA | [23 empty] | DPSS SECURITY CAMERA | [25 empty] | 0 | [18 empty] | 0 |  | 0 | [24 empty] | 0
10828700 | U MI CIT | LEVEL 3 | IDF 3-304C | 3-000 | EXTERIOR SOUTH | 5 |  | IC |  |  | INTERCOM | [23 empty] | INTERCOM | [25 empty] | 0 | [18 empty] | 0 |  | 0 | [24 empty] | 0
5178642 | U MI CIT | LEVEL 3 | IDF 3-304C | 3-000 | EXTERIOR WEST | 2 |  | CAM |  |  | SECURITY - CAMERA | [23 empty] | DPSS SECURITY CAMERA | [25 empty] | 0 | [18 empty] | 0 |  | 0 | [24 empty] | 0
10828583 | U MI CIT | LEVEL 3 | IDF 3-304C | 3-000 | EXTERIOR WEST | 4 |  | IC |  |  | INTERCOM | [23 empty] | INTERCOM | [25 empty] | 0 | [18 empty] | 0 |  | 0 | [24 empty] | 0
5066398 | U MI CIT | LEVEL 3 | IDF 3-304C | 3-000Z | PUBLIC ELEVATOR LOBBY | 2 |  | WAP |  |  | WAP |  |  |  | WAP SPARE | [19 empty] | HITS-WAP | [25 empty] | 0 | [18 empty] | 0 |  | 0 | [24 empty] | 0
5178927 | U MI CIT | LEVEL 3 | IDF 3-304C | 3-001 | LOBBY | 2 |  | CAM |  |  | SECURITY - CAMERA | [23 empty] | DPSS SECURITY CAMERA | [25 empty] | 0 | [18 empty] | 0 |  | 0 | [24 empty] | 0
5178269 | U MI CIT | LEVEL 3 | IDF 3-304C | 3-001 | LOBBY | 7 |  | CAM |  |  | SECURITY - CAMERA | [23 empty] | DPSS SECURITY CAMERA | [25 empty] | 0 | [18 empty] | 0 |  | 0 | [24 empty] | 0
6832647 | U MI CIT | LEVEL 3 | IDF 3-304C | 3-001 | LOBBY | 9 |  | CAM |  |  | SECURITY - CAMERA | [23 empty] | DPSS SECURITY CAMERA | [25 empty] | 0 | [18 empty] | 0 |  | 0 | [24 empty] | 0
5178205 | U MI CIT | LEVEL 3 | IDF 3-304C | 3-001 | LOBBY | 11 |  | CAM |  |  | SECURITY - CAMERA | [23 empty] | DPSS SECURITY CAMERA | [25 empty] | 0 | [18 empty] | 0 |  | 0 | [24 empty] | 0
5178099 | U MI CIT | LEVEL 3 | IDF 3-304C | 3-001 | LOBBY | 13 |  | CAM |  |  | SECURITY - CAMERA | [23 empty] | DPSS SECURITY CAMERA | [25 empty] | 0 | [18 empty] | 0 |  | 0 | [24 empty] | 0
5065650 | U MI CIT | LEVEL 3 | IDF 3-304C | 3-001 | LOBBY | 1 |  | WAP |  |  | WAP |  |  |  | WAP SPARE | [19 empty] | HITS-WAP | [25 empty] | 0 | [18 empty] | 0 |  | 0 | [24 empty] | 0
5065152 | U MI CIT | LEVEL 3 | IDF 3-304C | 3-001 | LOBBY | 10 |  | WAP |  |  | WAP |  |  |  | WAP SPARE | [19 empty] | HITS-WAP | [25 empty] | 0 | [18 empty] | 0 |  | 0 | [24 empty] | 0
5065046 | U MI CIT | LEVEL 3 | IDF 3-304C | 3-001 | LOBBY | 12 |  | WAP |  |  | WAP |  |  |  | WAP SPARE | [19 empty] | HITS-WAP | [25 empty] | 0 | [18 empty] | 0 |  | 0 | [24 empty] | 0
5064947 | U MI CIT | LEVEL 3 | IDF 3-304C | 3-001 | LOBBY | 14 |  | WAP |  |  | WAP |  |  |  | WAP SPARE | [19 empty] | HITS-WAP | [25 empty] | 0 | [18 empty] | 0 |  | 0 | [24 empty] | 0
6832632 | U MI CIT | LEVEL 3 | IDF 3-304C | 3-002 | GIFT SHOP | 2 |  | CAM |  |  | SECURITY - CAMERA | [23 empty] | DPSS SECURITY CAMERA | [25 empty] | 0 | [18 empty] | 0 |  | 0 | [24 empty] | 0
5177522 | U MI CIT | LEVEL 3 | IDF 3-304C | 3-002 | GIFT SHOP | 3 |  | CAM |  |  | SECURITY - CAMERA | [23 empty] | DPSS SECURITY CAMERA | [25 empty] | 0 | [18 empty] | 0 |  | 0 | [24 empty] | 0
5064908 | U MI CIT | LEVEL 3 | IDF 3-304C | 3-003 | PATIENT AND FAMILY LIBRARY | 5 |  | WAP |  |  | WAP |  |  |  | WAP SPARE | [19 empty] | HITS-WAP | [25 empty] | 0 | [18 empty] | 0 |  | 0 | [24 empty] | 0
5182108 | U MI CIT | LEVEL 3 | IDF 3-122C | 3-004.1X | VESTIBULE | 1 |  | CAM |  |  | SECURITY - CAMERA | [23 empty] | DPSS SECURITY CAMERA | [25 empty] | 0 | [18 empty] | 0 |  | 0 | [24 empty] | 0
5182128 | U MI CIT | LEVEL 3 | IDF 3-122C | 3-004X | STAIR 3 | 1 |  | CAM |  |  | SECURITY - CAMERA | [23 empty] | DPSS SECURITY CAMERA | [25 empty] | 0 | [18 empty] | 0 |  | 0 | [24 empty] | 0
5064475 | U MI CIT | LEVEL 3 | IDF 3-304C | 3-005 | CAFE | 2 |  | WAP |  |  | WAP |  |  |  | WAP SPARE | [19 empty] | HITS-WAP | [25 empty] | 0 | [18 empty] | 0 |  | 0 | [24 empty] | 0
5064327 | U MI CIT | LEVEL 3 | IDF 3-304C | 3-005 | CAFE | 3 |  | WAP |  |  | WAP |  |  |  | WAP SPARE | [19 empty] | HITS-WAP | [25 empty] | 0 | [18 empty] | 0 |  | 0 | [24 empty] | 0
5064205 | U MI CIT | LEVEL 3 | IDF 3-304C | 3-005 | CAFE | 4 |  | WAP |  |  | WAP |  |  |  | WAP SPARE | [19 empty] | HITS-WAP | [25 empty] | 0 | [18 empty] | 0 |  | 0 | [24 empty] | 0
5177805 | U MI CIT | LEVEL 3 | IDF 3-304C | 3-005X | STAIR 2 | 2 |  | CAM |  |  | SECURITY - CAMERA | [23 empty] | DPSS SECURITY CAMERA | [25 empty] | 0 | [18 empty] | 0 |  | 0 | [24 empty] | 0
5065951 | U MI CIT | LEVEL 3 | IDF 3-304C | 3-005Z | CORRIDOR | 1 |  | WAP |  |  | WAP |  |  |  | WAP SPARE | [19 empty] | HITS-WAP | [25 empty] | 0 | [18 empty] | 0 |  | 0 | [24 empty] | 0
5177606 | U MI CIT | LEVEL 3 | IDF 3-304C | 3-006X | STAIR 1 | 1 |  | CAM |  |  | SECURITY - CAMERA | [23 empty] | DPSS SECURITY CAMERA | [25 empty] | 0 | [18 empty] | 0 |  | 0 | [24 empty] | 0
5178329 | U MI CIT | LEVEL 3 | IDF 3-304C | 3-013 | SECURITY/ LOST AND FOUND | 7 |  | CAM |  |  | SECURITY - CAMERA | [23 empty] | DPSS SECURITY CAMERA |  |  |  |  | N | Y | [19 empty] | 0 | [18 empty] | 0 |  | 0 | [24 empty] | 0
6832562 | U MI CIT | LEVEL 3 | IDF 3-304C | 3-013 | SECURITY/ LOST AND FOUND | 5 |  | IC |  |  | INTERCOM | [23 empty] | INTERCOM |  |  |  |  | N | Y | [19 empty] | 0 |  |  | 1 |  |  |  |  | 1 | [5 empty] | 2 |  |  | 2 | 1 | 0 |  | 0 | [24 empty] | 0
5065850 | U MI CIT | LEVEL 3 | IDF 3-304C | 3-013 | SECURITY/ LOST AND FOUND | 6 |  | WAP |  |  | WAP |  |  |  | WAP SPARE | [19 empty] | HITS-WAP | [25 empty] | 0 | [18 empty] | 0 |  | 0 | [24 empty] | 0
5178459 | U MI CIT | LEVEL 3 | IDF 3-304C | 3-020A | VESTIBULE-2 VALET OFFICE | 4 |  | CAM |  |  | SECURITY - CAMERA | [23 empty] | DPSS SECURITY CAMERA |  |  |  |  | N | Y | [19 empty] | 0 | [18 empty] | 0 |  | 0 | [24 empty] | 0
5065273 | U MI CIT | LEVEL 3 | IDF 3-304C | 3-020A | VESTIBULE-2 VALET OFFICE | 5 |  | WAP |  |  | WAP |  |  |  | WAP SPARE | [19 empty] | HITS-WAP | [25 empty] | 0 | [18 empty] | 0 |  | 0 | [24 empty] | 0
9002844 | U MI CIT | LEVEL 3 | IDF 3-304C | 3-020Z-1 | VESTIBULE-1 | 3 |  | BAS |  |  | BMS |  |  |  | BMS | [19 empty] | FACILITIES |  |  |  |  | N | N | [19 empty] | 0 | [18 empty] | 0 |  | 0 | [24 empty] | 0
5178419 | U MI CIT | LEVEL 3 | IDF 3-304C | 3-020Z-1 | VESTIBULE-1 | 1 |  | CAM |  |  | SECURITY - CAMERA | [23 empty] | DPSS SECURITY CAMERA |  |  |  |  | N | N | [19 empty] | 0 | [18 empty] | 0 |  | 0 | [24 empty] | 0
5178384 | U MI CIT | LEVEL 3 | IDF 3-304C | 3-020Z-1 | VESTIBULE-1 | 2 |  | CAM |  |  | SECURITY - CAMERA | [23 empty] | DPSS SECURITY CAMERA |  |  |  |  | N | N | [19 empty] | 0 | [18 empty] | 0 |  | 0 | [24 empty] | 0
5066143 | U MI CIT | LEVEL 3 | IDF 3-122C | 3-023A | CONFERENCE ROOM | 10 |  | WAP |  |  | WAP |  |  |  | WAP SPARE | [19 empty] | HITS-WAP | [25 empty] | 0 | [18 empty] | 0 |  | 0 | [24 empty] | 0
8487579 | U MI CIT | LEVEL 3 | IDF 3-122C | 3-023B | CONFERENCE ROOM | 10 |  | WAP |  |  | WAP |  |  |  | WAP SPARE | [19 empty] | HITS-WAP | [25 empty] | 0 | [18 empty] | 0 |  | 0 | [24 empty] | 0
10720298 | U MI CIT | LEVEL 3 | IDF 3-304C | 3-026A | CAFE | 1 |  | 2 |  |  | CAFE DATA DEVICE-NOT HITS |  |  |  | CAFE DATA DEVICE-NOT HITS | [19 empty] | PAVILION CORE TEAM | [25 empty] | 0 | [18 empty] | 0 |  | 0 | [24 empty] | 0
10720176 | U MI CIT | LEVEL 3 | IDF 3-304C | 3-026A | CAFE | 2 |  | 2 |  |  | CAFE DATA DEVICE-NOT HITS |  |  |  | CAFE DATA DEVICE-NOT HITS | [19 empty] | PAVILION CORE TEAM | [25 empty] | 0 | [18 empty] | 0 |  | 0 | [24 empty] | 0
10720008 | U MI CIT | LEVEL 3 | IDF 3-304C | 3-026A | CAFE | 3 |  | 2 |  |  | CAFE DATA DEVICE-NOT HITS |  |  |  | CAFE DATA DEVICE-NOT HITS | [19 empty] | PAVILION CORE TEAM | [25 empty] | 0 | [18 empty] | 0 |  | 0 | [24 empty] | 0
10719665 | U MI CIT | LEVEL 3 | IDF 3-304C | 3-026A | CAFE | 4 |  | 2 |  |  | CAFE DATA DEVICE-NOT HITS |  |  |  | CAFE DATA DEVICE-NOT HITS | [19 empty] | PAVILION CORE TEAM | [25 empty] | 0 | [18 empty] | 0 |  | 0 | [24 empty] | 0
10719974 | U MI CIT | LEVEL 3 | IDF 3-304C | 3-026A | CAFE | 5 |  | 2 |  |  | CAFE DATA DEVICE-NOT HITS |  |  |  | CAFE DATA DEVICE-NOT HITS | [19 empty] | PAVILION CORE TEAM | [25 empty] | 0 | [18 empty] | 0 |  | 0 | [24 empty] | 0
10719845 | U MI CIT | LEVEL 3 | IDF 3-304C | 3-026A | CAFE | 6 |  | 2 |  |  | CAFE DATA DEVICE-NOT HITS |  |  |  | CAFE DATA DEVICE-NOT HITS | [19 empty] | PAVILION CORE TEAM | [25 empty] | 0 | [18 empty] | 0 |  | 0 | [24 empty] | 0
10719788 | U MI CIT | LEVEL 3 | IDF 3-304C | 3-026A | CAFE | 7 |  | 2 |  |  | CAFE DATA DEVICE-NOT HITS |  |  |  | CAFE DATA DEVICE-NOT HITS | [19 empty] | PAVILION CORE TEAM | [25 empty] | 0 | [18 empty] | 0 |  | 0 | [24 empty] | 0
10720691 | U MI CIT | LEVEL 3 | IDF 3-304C | 3-026A | CAFE | 17 |  | 2 |  |  | CAFE DATA DEVICE-NOT HITS |  |  |  | CAFE DATA DEVICE-NOT HITS | [19 empty] | PAVILION CORE TEAM | [25 empty] | 0 | [18 empty] | 0 |  | 0 | [24 empty] | 0
10720985 | U MI CIT | LEVEL 3 | IDF 3-304C | 3-026A | CAFE | 18 |  | 2 |  |  | CAFE DATA DEVICE-NOT HITS |  |  |  | CAFE DATA DEVICE-NOT HITS | [19 empty] | PAVILION CORE TEAM | [25 empty] | 0 | [18 empty] | 0 |  | 0 | [24 empty] | 0
10720532 | U MI CIT | LEVEL 3 | IDF 3-304C | 3-026A | CAFE | 8 |  | WAP |  |  | WAP |  |  |  | WAP SPARE | [19 empty] | HITS-WAP | [25 empty] | 0 | [18 empty] | 0 |  | 0 | [24 empty] | 0
10718424 | U MI CIT | LEVEL 3 | IDF 3-304C | 3-026B | FOOD PREP | 2 |  | 2 |  |  | CAFE DATA DEVICE-NOT HITS |  |  |  | CAFE DATA DEVICE-NOT HITS | [19 empty] | PAVILION CORE TEAM | [25 empty] | 0 | [18 empty] | 0 |  | 0 | [24 empty] | 0
10736999 | U MI CIT | LEVEL 3 | IDF 3-304C | 3-026B | FOOD PREP | 3 |  | 2 |  |  | CAFE DATA DEVICE-NOT HITS |  |  |  | CAFE DATA DEVICE-NOT HITS | [19 empty] | PAVILION CORE TEAM | [25 empty] | 0 | [18 empty] | 0 |  | 0 | [24 empty] | 0
10736957 | U MI CIT | LEVEL 3 | IDF 3-304C | 3-026B | FOOD PREP | 4 |  | 2 |  |  | CAFE DATA DEVICE-NOT HITS |  |  |  | CAFE DATA DEVICE-NOT HITS | [19 empty] | PAVILION CORE TEAM | [25 empty] | 0 | [18 empty] | 0 |  | 0 | [24 empty] | 0
10718943 | U MI CIT | LEVEL 3 | IDF 3-304C | 3-026B | FOOD PREP | 8 |  | 2 |  |  | CAFE DATA DEVICE-NOT HITS |  |  |  | CAFE DATA DEVICE-NOT HITS | [19 empty] | PAVILION CORE TEAM | [25 empty] | 0 | [18 empty] | 0 |  | 0 | [24 empty] | 0
10719333 | U MI CIT | LEVEL 3 | IDF 3-304C | 3-026B | FOOD PREP | 1 |  | 3 |  |  | CAFE DATA DEVICE-NOT HITS |  |  |  | CAFE DATA DEVICE-NOT HITS |  |  |  | CAFE DATA DEVICE-NOT HITS | [15 empty] | PAVILION CORE TEAM | [25 empty] | 0 | [18 empty] | 0 |  | 0 | [24 empty] | 0
10719536 | U MI CIT | LEVEL 3 | IDF 3-304C | 3-026B | FOOD PREP | 9 |  | 3 |  |  | CAFE DATA DEVICE-NOT HITS |  |  |  | CAFE DATA DEVICE-NOT HITS |  |  |  | CAFE DATA DEVICE-NOT HITS | [15 empty] | PAVILION CORE TEAM | [25 empty] | 0 | [18 empty] | 0 |  | 0 | [24 empty] | 0
10806429 | U MI CIT | LEVEL 3 | IDF 3-304C | 3-026B | FOOD PREP | 5 |  | WAP |  |  | WAP |  |  |  | WAP SPARE | [19 empty] | HITS-WAP | [25 empty] | 0 | [18 empty] | 0 |  | 0 | [24 empty] | 0
10717513 | U MI CIT | LEVEL 3 | IDF 3-304C | 3-026G | FOOD PREP | 1 |  | 2 |  |  | CAFE DATA DEVICE-NOT HITS |  |  |  | CAFE DATA DEVICE-NOT HITS | [19 empty] | PAVILION CORE TEAM | [25 empty] | 0 | [18 empty] | 0 |  | 0 | [24 empty] | 0
10718262 | U MI CIT | LEVEL 3 | IDF 3-304C | 3-026G | FOOD PREP | 16 |  | 2 |  |  | CAFE DATA DEVICE-NOT HITS |  |  |  | CAFE DATA DEVICE-NOT HITS | [19 empty] | PAVILION CORE TEAM | [25 empty] | 0 | [18 empty] | 0 |  | 0 | [24 empty] | 0
10718859 | U MI CIT | LEVEL 3 | IDF 3-304C | 3-026G | FOOD PREP | 11 |  | WAP |  |  | WAP |  |  |  | WAP SPARE | [19 empty] | HITS-WAP | [25 empty] | 0 | [18 empty] | 0 |  | 0 | [24 empty] | 0
5066030 | U MI CIT | LEVEL 3 | IDF 3-122C | 3-029 | ADMIN OFFICE | 9 |  | WAP |  |  | WAP |  |  |  | WAP SPARE | [19 empty] | HITS-WAP | [25 empty] | 0 | [18 empty] | 0 |  | 0 | [24 empty] | 0
5182245 | U MI CIT | LEVEL 3 | IDF 3-122C | 3-100Z | SERVICE ELEVATOR LOBBY | 2 |  | CAM |  |  | SECURITY - CAMERA | [23 empty] | DPSS SECURITY CAMERA | [25 empty] | 0 | [18 empty] | 0 |  | 0 | [24 empty] | 0
5066503 | U MI CIT | LEVEL 3 | IDF 3-122C | 3-100Z | SERVICE ELEVATOR LOBBY | 1 |  | WAP |  |  | WAP |  |  |  | WAP SPARE | [19 empty] | HITS-WAP | [25 empty] | 0 | [18 empty] | 0 |  | 0 | [24 empty] | 0
9016012 | U MI CIT | LEVEL 3 | IDF 3-122C | 3-101 | WAITING | 4 |  | BAS |  |  | BMS |  |  |  | BMS | [19 empty] | FACILITIES | [25 empty] | 0 | [18 empty] | 0 |  | 0 | [24 empty] | 0
5181664 | U MI CIT | LEVEL 3 | IDF 3-122C | 3-101 | WAITING | 2 |  | CAM |  |  | SECURITY - CAMERA | [23 empty] | DPSS SECURITY CAMERA | [25 empty] | 0 | [18 empty] | 0 |  | 0 | [24 empty] | 0
5068787 | U MI CIT | LEVEL 3 | IDF 3-122C | 3-101 | WAITING | 1 |  | WAP |  |  | WAP |  |  |  | WAP SPARE | [19 empty] | HITS-WAP | [25 empty] | 0 | [18 empty] | 0 |  | 0 | [24 empty] | 0
5068910 | U MI CIT | LEVEL 3 | IDF 3-122C | 3-107 | PASSAGE | 1 |  | WAP |  |  | WAP |  |  |  | WAP SPARE | [19 empty] | HITS-WAP | [25 empty] | 0 | [18 empty] | 0 |  | 0 | [24 empty] | 0
5181580 | U MI CIT | LEVEL 3 | IDF 3-122C | 3-120Z | CORRIDOR | 3 |  | CAM |  |  | SECURITY - CAMERA | [23 empty] | DPSS SECURITY CAMERA | [25 empty] | 0 | [18 empty] | 0 |  | 0 | [24 empty] | 0
5066227 | U MI CIT | LEVEL 3 | IDF 3-122C | 3-120Z | CORRIDOR | 4 |  | WAP |  |  | WAP |  |  |  | WAP SPARE | [19 empty] | HITS-WAP | [25 empty] | 0 | [18 empty] | 0 |  | 0 | [24 empty] | 0
8894839 | U MI CIT | LEVEL 3 | IDF 3-122C | 3-122C | IDF | 6 |  | BAS |  |  | BMS |  |  |  | BMS | [19 empty] | FACILITIES |  |  | 0 | 2025-02-01 | [21 empty] | 0 | [18 empty] | 0 |  | 0 | [24 empty] | 0
6959966 | U MI CIT | LEVEL 3 | IDF 3-122C | 3-122C | IDF | 3 |  | CAM |  |  | SECURITY - CAMERA | [23 empty] | DPSS SECURITY CAMERA |  |  | 0 | 2025-02-01 | [21 empty] | 0 | [18 empty] | 0 |  | 0 | [24 empty] | 0
8895018 | U MI CIT | LEVEL 3 | IDF 3-122C | 3-122C | IDF | 4 |  | NP |  |  | NURSE CALL-PANEL |  |  |  | NURSE CALL-PANEL | [19 empty] | HITS - EI |  |  | 0 | 2025-02-01 | [21 empty] | 0 | [18 empty] | 0 |  | 0 | [24 empty] | 0
7024706 | U MI CIT | LEVEL 3 | IDF 3-122C | 3-122C | IDF | 5 |  | SP |  |  | SECURITY - PANEL |  |  |  | SECURITY - PANEL |  |  |  | SECURITY - PANEL |  |  |  | SECURITY - PANEL | [11 empty] | SECURITY |  |  | 0 | [22 empty] | 0 | [18 empty] | 0 |  | 0 | [24 empty] | 0
9016137 | U MI CIT | LEVEL 3 | IDF 3-122C | 3-123 | ULTRASOUND ROOM (ECHO RM NOW) | 2 |  | BAS |  |  | BMS |  |  |  | BMS | [19 empty] | FACILITIES | [25 empty] | 0 | [18 empty] | 0 |  | 0 | [24 empty] | 0
8487588 | U MI CIT | LEVEL 3 | IDF 3-122C | 3-123 | ULTRASOUND ROOM (ECHO RM NOW) | 3 |  | WAP |  |  | WAP |  |  |  | WAP SPARE | [19 empty] | HITS-WAP | [25 empty] | 0 | [18 empty] | 0 |  | 0 |  |  | 1 | [21 empty] | 0
5069037 | U MI CIT | LEVEL 3 | IDF 3-122C | 3-129 | GENERAL RAD | 4 |  | WAP |  |  | WAP |  |  |  | WAP SPARE | [19 empty] | HITS-WAP | [25 empty] | 0 | [18 empty] | 0 |  | 0 | [24 empty] | 0
5069095 | U MI CIT | LEVEL 3 | IDF 3-122C | 3-131 | STAFF WORKROOM | 7 |  | WAP |  |  | WAP |  |  |  | WAP SPARE | [19 empty] | HITS-WAP | [25 empty] | 0 | [18 empty] | 0 |  | 0 | [24 empty] | 0
9015921 | U MI CIT | LEVEL 3 | IDF 3-122C | 3-136 | TECH WORK | 9 |  | BAS |  |  | BMS |  |  |  | BMS | [19 empty] | FACILITIES | [25 empty] | 0 | [18 empty] | 0 |  | 0 | [24 empty] | 0
5068679 | U MI CIT | LEVEL 3 | IDF 3-122C | 3-142 | FLUOROSCOPY | 4 |  | WAP |  |  | WAP |  |  |  | WAP SPARE | [19 empty] | HITS-WAP | [25 empty] | 0 | [18 empty] | 0 |  | 0 | [24 empty] | 0
5068187 | U MI CIT | LEVEL 3 | IDF 3-122C | 3-146 | READING ROOM | 22 |  | WAP |  |  | WAP |  |  |  | WAP SPARE | [19 empty] | HITS-WAP | [25 empty] | 0 | [18 empty] | 0 |  | 0 | [24 empty] | 0
9003221 | U MI CIT | LEVEL 3 | IDF 3-304C | 3-150Z | CORRIDOR | 3 |  | BAS |  |  | BMS |  |  |  | BMS | [19 empty] | FACILITIES | [25 empty] | 0 | [18 empty] | 0 |  | 0 | [24 empty] | 0
5176879 | U MI CIT | LEVEL 3 | IDF 3-304C | 3-150Z | CORRIDOR | 2 |  | CAM |  |  | SECURITY - CAMERA | [23 empty] | DPSS SECURITY CAMERA | [25 empty] | 0 | [18 empty] | 0 |  | 0 | [24 empty] | 0
5067115 | U MI CIT | LEVEL 3 | IDF 3-304C | 3-150Z | CORRIDOR | 1 |  | WAP |  |  | WAP |  |  |  | WAP SPARE | [19 empty] | HITS-WAP | [25 empty] | 0 | [18 empty] | 0 |  | 0 | [24 empty] | 0
5925435 | U MI CIT | LEVEL 4 | IDF 4-122C | 3-153 | PNEUMATIC TUBE STATION | 1 |  | PT |  |  | P-TUBE |  |  |  | WIRED SPARE | [19 empty] | P-TUBE | [25 empty] | 0 | [18 empty] | 0 |  | 0 | [24 empty] | 0
5067055 | U MI CIT | LEVEL 3 | IDF 3-304C | 3-155Z | CORRIDOR | 4 |  | WAP |  |  | WAP |  |  |  | WAP SPARE | [19 empty] | HITS-WAP | [25 empty] | 0 | [18 empty] | 0 |  | 0 | [24 empty] | 0
5068735 | U MI CIT | LEVEL 3 | IDF 3-122C | 3-200Z | AISLE | 1 |  | WAP |  |  | WAP |  |  |  | WAP SPARE | [19 empty] | HITS-WAP | [25 empty] | 0 | [18 empty] | 0 |  | 0 | [24 empty] | 0
9093205 | U MI CIT | LEVEL 3 | IDF 3-238C | 3-201 | IR ROOM , VASCULAR/NEURO DIAG | 13 |  | BAS |  |  | BMS |  |  |  | BMS | [19 empty] | FACILITIES |  | Neuro IR 23 | [23 empty] | 0 | [18 empty] | 0 |  | 0 | [24 empty] | 0
5068001 | U MI CIT | LEVEL 3 | IDF 3-238C | 3-201 | IR ROOM , VASCULAR/NEURO DIAG | 14 |  | WAP |  |  | WAP |  |  |  | WAP SPARE | [19 empty] | HITS-WAP |  | Neuro IR 23 | [23 empty] | 0 | [18 empty] | 0 |  | 0 | [24 empty] | 0
9093391 | U MI CIT | LEVEL 3 | IDF 3-238C | 3-201 | IR ROOM , VASCULAR/NEURO DIAG | 15 |  | BAS |  |  | BMS |  |  |  | BMS | [19 empty] | FACILITIES |  | Neuro IR 23 | [23 empty] | 0 | [18 empty] | 0 |  | 0 | [24 empty] | 0
5068073 | U MI CIT | LEVEL 3 | IDF 3-238C | 3-201A | IR CONTROL/ BOARD RUNNER | 10 |  | WAP |  |  | WAP |  |  |  | WAP SPARE | [19 empty] | HITS-WAP | [25 empty] | 0 | [18 empty] | 0 |  | 0 | [24 empty] | 0
9016172 | U MI CIT | LEVEL 3 | IDF 3-238C | 3-205Z | CORRIDOR | 2 |  | BAS |  |  | BMS |  |  |  | BMS | [19 empty] | FACILITIES | [25 empty] | 0 | [18 empty] | 0 |  | 0 | [24 empty] | 0
5068125 | U MI CIT | LEVEL 3 | IDF 3-238C | 3-205Z | CORRIDOR | 5 |  | WAP |  |  | WAP |  |  |  | WAP SPARE | [19 empty] | HITS-WAP | [25 empty] | 0 | [18 empty] | 0 |  | 0 | [24 empty] | 0
5068635 | U MI CIT | LEVEL 3 | IDF 3-122C | 3-210Z | CORRIDOR | 1 |  | WAP |  |  | WAP |  |  |  | WAP SPARE | [19 empty] | HITS-WAP | [25 empty] | 0 | [18 empty] | 0 |  | 0 | [24 empty] | 0
9016235 | U MI CIT | LEVEL 3 | IDF 3-238C | 3-211 | MRI VESTIBULE | 2 |  | BAS |  |  | BMS |  |  |  | BMS | [19 empty] | FACILITIES | [25 empty] | 0 | [18 empty] | 0 |  | 0 | [24 empty] | 0
5067705 | U MI CIT | LEVEL 3 | IDF 3-238C | 3-211 | MRI VESTIBULE | 3 |  | WAP |  |  | WAP |  |  |  | WAP SPARE | [19 empty] | HITS-WAP | [25 empty] | 0 | [18 empty] | 0 |  | 0 | [24 empty] | 0
5067827 | U MI CIT | LEVEL 3 | IDF 3-238C | 3-211A | MRI ROOM | 2 |  | WAP |  |  | WAP |  |  |  | FIBER-CAPSULE-P-P | [19 empty] | HITS-WAP | [25 empty] | 0 | [18 empty] | 0 |  | 0 | [24 empty] | 0
8487597 | U MI CIT | LEVEL 3 | IDF 3-238C | 3-212 | ANESTHESIA INDUCTION ROOM | 14 |  | WAP |  |  | WAP |  |  |  | WAP SPARE | [19 empty] | HITS-WAP | [25 empty] | 0 | [18 empty] | 0 |  | 0 | [24 empty] | 0
5067362 | U MI CIT | LEVEL 3 | IDF 3-238C | 3-219 | CT SCAN ROOM | 6 |  | WAP |  |  | WAP |  |  |  | WAP SPARE | [19 empty] | HITS-WAP | [25 empty] | 0 | [18 empty] | 0 |  | 0 | [24 empty] | 0
5067426 | U MI CIT | LEVEL 3 | IDF 3-238C | 3-219D | CT CONTROL | 10 |  | WAP |  |  | WAP |  |  |  | WAP SPARE | [19 empty] | HITS-WAP | [25 empty] | 0 | [18 empty] | 0 |  | 0 | [24 empty] | 0
9015898 | U MI CIT | LEVEL 3 | IDF 3-238C | 3-220Z | CORRIDOR | 3 |  | BAS |  |  | BMS |  |  |  | BMS | [19 empty] | FACILITIES | [25 empty] | 0 | [18 empty] | 0 |  | 0 | [24 empty] | 0
9015856 | U MI CIT | LEVEL 3 | IDF 3-238C | 3-220Z | CORRIDOR | 4 |  | BAS |  |  | BMS |  |  |  | BMS | [19 empty] | FACILITIES | [25 empty] | 0 | [18 empty] | 0 |  | 0 | [24 empty] | 0
5068326 | U MI CIT | LEVEL 3 | IDF 3-238C | 3-222 | PREP/RECOVERY SUITE | 2 |  | WAP |  |  | WAP |  |  |  | WAP SPARE | [19 empty] | HITS-WAP | [25 empty] | 0 | [18 empty] | 0 |  | 0 | [24 empty] | 0
5068374 | U MI CIT | LEVEL 3 | IDF 3-238C | 3-222 | PREP/RECOVERY SUITE | 4 |  | WAP |  |  | WAP |  |  |  | WAP SPARE | [19 empty] | HITS-WAP | [25 empty] | 0 | [18 empty] | 0 |  | 0 | [24 empty] | 0
5068500 | U MI CIT | LEVEL 3 | IDF 3-238C | 3-222 | PREP/RECOVERY SUITE | 6 |  | WAP |  |  | WAP |  |  |  | WAP SPARE | [19 empty] | HITS-WAP | [25 empty] | 0 | [18 empty] | 0 |  | 0 | [24 empty] | 0
5181067 | U MI CIT | LEVEL 3 | IDF 3-238C | 3-222 | PREP/RECOVERY SUITE | 8 |  | CAM |  |  | SECURITY - CAMERA | [23 empty] | DPSS SECURITY CAMERA | [25 empty] | 0 | [18 empty] | 0 |  | 0 | [24 empty] | 0
9015773 | U MI CIT | LEVEL 3 | IDF 3-238C | 3-222-11 | CHAIR BAY | 5 |  | BAS |  |  | BMS |  |  |  | BMS | [19 empty] | FACILITIES | [25 empty] | 0 | [18 empty] | 0 |  | 0 | [24 empty] | 0
4373780 | U MI CIT | LEVEL 3 | IDF 3-238C | 3-222H | PAT TOILET | 1 |  | PT |  |  | P-TUBE |  |  |  | WIRED SPARE | [19 empty] | P-TUBE | [25 empty] | 0 | [18 empty] | 0 |  | 0 | [24 empty] | 0
5067501 | U MI CIT | LEVEL 3 | IDF 3-238C | 3-230Z | CORRIDOR | 2 |  | WAP |  |  | WAP |  |  |  | WAP SPARE | [19 empty] | HITS-WAP | [25 empty] | 0 | [18 empty] | 0 |  | 0 | [24 empty] | 0
5067623 | U MI CIT | LEVEL 3 | IDF 3-238C | 3-235Z | CORRIDOR | 1 |  | WAP |  |  | WAP |  |  |  | WAP SPARE | [19 empty] | HITS-WAP | [25 empty] | 0 | [18 empty] | 0 |  | 0 | [24 empty] | 0
9016306 | U MI CIT | LEVEL 3 | IDF 3-238C | 3-235Z | CORRIDOR | 3 |  | BAS |  |  | BMS |  |  |  | BMS | [19 empty] | FACILITIES | [25 empty] | 0 | [18 empty] | 0 |  | 0 | [24 empty] | 0
5067893 | U MI CIT | LEVEL 3 | IDF 3-238C | 3-235Z | CORRIDOR | 4 |  | WAP |  |  | WAP |  |  |  | WAP SPARE | [19 empty] | HITS-WAP | [25 empty] | 0 | [18 empty] | 0 |  | 0 | [24 empty] | 0
6959430 | U MI CIT | LEVEL 3 | IDF 3-238C | 3-238C | IDF | 1 |  | CAM |  |  | SECURITY - CAMERA | [23 empty] | DPSS SECURITY CAMERA |  |  | 0 | 2025-02-01 | [21 empty] | 0 | [18 empty] | 0 |  | 0 | [24 empty] | 0
8910791 | U MI CIT | LEVEL 3 | IDF 3-238C | 3-238C | IDF | 2 |  | NP |  |  | NURSE CALL-PANEL |  |  |  | NURSE CALL-PANEL | [19 empty] | HITS - EI |  |  | 0 | 2025-02-01 | [21 empty] | 0 | [18 empty] | 0 |  | 0 | [24 empty] | 0
8910743 | U MI CIT | LEVEL 3 | IDF 3-238C | 3-238C | IDF | 3 |  | SP |  |  | SECURITY - PANEL |  |  |  | SECURITY - PANEL |  |  |  | SECURITY - PANEL | [15 empty] | SECURITY |  |  | 0 | [22 empty] | 0 | [18 empty] | 0 |  | 0 | [24 empty] | 0
6959615 | U MI CIT | LEVEL 3 | IDF 3-238C | 3-238C | IDF | 4 |  | BAS |  |  | BMS |  |  |  | BMS | [19 empty] | FACILITIES |  |  | 0 | 2025-02-01 | [21 empty] | 0 | [18 empty] | 0 |  | 0 | [24 empty] | 0
5066947 | U MI CIT | LEVEL 3 | IDF 3-304C | 3-240Z | PASSAGE | 1 |  | WAP |  |  | WAP |  |  |  | WAP SPARE | [19 empty] | HITS-WAP | [25 empty] | 0 | [18 empty] | 0 |  | 0 | [24 empty] | 0
7590511 | U MI CIT | LEVEL 3 | IDF 3-122C | 3-244E | ELECTRICAL ROOM | 2 |  | BAS |  |  | BMS |  |  |  | BMS | [19 empty] | FACILITIES | [25 empty] | 0 | [18 empty] | 0 |  | 0 | [24 empty] | 0
9093032 | U MI CIT | LEVEL 3 | IDF 3-122C | 3-244E | ELECTRICAL ROOM | 3 |  | BAS |  |  | BMS |  |  |  | BMS | [19 empty] | FACILITIES | [25 empty] | 0 | [18 empty] | 0 |  | 0 | [24 empty] | 0
9092730 | U MI CIT | LEVEL 3 | IDF 3-122C | 3-244E | ELECTRICAL ROOM | 4 |  | BAS |  |  | BMS |  |  |  | BMS | [19 empty] | FACILITIES | [25 empty] | 0 | [18 empty] | 0 |  | 0 | [24 empty] | 0
9092912 | U MI CIT | LEVEL 3 | IDF 3-122C | 3-244E | ELECTRICAL ROOM | 5 |  | BAS |  |  | BMS |  |  |  | BMS | [19 empty] | FACILITIES | [25 empty] | 0 | [18 empty] | 0 |  | 0 | [24 empty] | 0
9092674 | U MI CIT | LEVEL 3 | IDF 3-122C | 3-244E | ELECTRICAL ROOM | 6 |  | BAS |  |  | BMS |  |  |  | BMS | [19 empty] | FACILITIES | [25 empty] | 0 | [18 empty] | 0 |  | 0 | [24 empty] | 0
9092832 | U MI CIT | LEVEL 3 | IDF 3-122C | 3-244E | ELECTRICAL ROOM | 7 |  | BAS |  |  | BMS |  |  |  | BMS | [19 empty] | FACILITIES | [25 empty] | 0 | [18 empty] | 0 |  | 0 | [24 empty] | 0
9092772 | U MI CIT | LEVEL 3 | IDF 3-122C | 3-244E | ELECTRICAL ROOM | 8 |  | BAS |  |  | BMS |  |  |  | BMS | [19 empty] | FACILITIES | [25 empty] | 0 | [18 empty] | 0 |  | 0 | [24 empty] | 0
9092868 | U MI CIT | LEVEL 3 | IDF 3-122C | 3-244E | ELECTRICAL ROOM | 9 |  | BAS |  |  | BMS |  |  |  | BMS | [19 empty] | FACILITIES | [25 empty] | 0 | [18 empty] | 0 |  | 0 | [24 empty] | 0
5067255 | U MI CIT | LEVEL 3 | IDF 3-304C | 3-300Z | CORRIDOR | 1 |  | WAP |  |  | WAP |  |  |  | WAP SPARE | [19 empty] | HITS-WAP | [25 empty] | 0 | [18 empty] | 0 |  | 0 | [24 empty] | 0
5067181 | U MI CIT | LEVEL 3 | IDF 3-304C | 3-300Z | CORRIDOR | 7 |  | WAP |  |  | WAP |  |  |  | WAP SPARE | [19 empty] | HITS-WAP | [25 empty] | 0 | [18 empty] | 0 |  | 0 | [24 empty] | 0
8894669 | U MI CIT | LEVEL 3 | IDF 3-304C | 3-304C | IDF | 2 |  | BAS |  |  | BMS |  |  |  | BMS | [19 empty] | FACILITIES |  |  | 0 | 2025-02-01 | [21 empty] | 0 | [18 empty] | 0 |  | 0 | [24 empty] | 0
8894619 | U MI CIT | LEVEL 3 | IDF 3-304C | 3-304C | IDF | 3 |  | SP |  |  | SECURITY - PANEL |  |  |  | SECURITY - PANEL |  |  |  | SECURITY - PANEL | [15 empty] | SECURITY |  |  | 0 | [22 empty] | 0 | [18 empty] | 0 |  | 0 | [24 empty] | 0
6833092 | U MI CIT | LEVEL 3 | IDF 3-304C | 3-304C | IDF | 4 |  | NP |  |  | NURSE CALL-PANEL |  |  |  | NURSE CALL-PANEL | [19 empty] | HITS - EI |  |  | 0 | 2025-02-01 | [21 empty] | 0 | [18 empty] | 0 |  | 0 | [24 empty] | 0
6832982 | U MI CIT | LEVEL 3 | IDF 3-304C | 3-304C | IDF | 5 |  | CAM |  |  | SECURITY - CAMERA | [23 empty] | DPSS SECURITY CAMERA |  |  | 0 | 2025-02-01 | [21 empty] | 0 | [18 empty] | 0 |  | 0 | [24 empty] | 0
5069196 | U MI CIT | LEVEL 3 | IDF 3-122C | 3-305Z | CORRIDOR | 1 |  | WAP |  |  | WAP |  |  |  | WAP SPARE | [19 empty] | HITS-WAP | [25 empty] | 0 | [18 empty] | 0 |  | 0 | [24 empty] | 0
5069246 | U MI CIT | LEVEL 3 | IDF 3-122C | 3-305Z | CORRIDOR | 2 |  | WAP |  |  | WAP |  |  |  | WAP SPARE | [19 empty] | HITS-WAP | [25 empty] | 0 | [18 empty] | 0 |  | 0 | [24 empty] | 0
5069290 | U MI CIT | LEVEL 3 | IDF 3-122C | 3-305Z | CORRIDOR | 3 |  | WAP |  |  | WAP |  |  |  | WAP SPARE | [19 empty] | HITS-WAP | [25 empty] | 0 | [18 empty] | 0 |  | 0 | [24 empty] | 0
5069370 | U MI CIT | LEVEL 3 | IDF 3-122C | 3-305Z | CORRIDOR | 4 |  | WAP |  |  | WAP |  |  |  | WAP SPARE | [19 empty] | HITS-WAP | [25 empty] | 0 | [18 empty] | 0 |  | 0 | [24 empty] | 0
10830621 | U MI CIT | LEVEL 3 | IDF 3-122C | 3-305Z | CORRIDOR | 5 |  | CAM |  |  | SECURITY - CAMERA | [23 empty] | DPSS SECURITY CAMERA | [25 empty] | 0 | [18 empty] | 0 |  | 0 | [24 empty] | 0
9003144 | U MI CIT | LEVEL 3 | IDF 3-238C | 3-330Z | CORRIDOR | 1 |  | BAS |  |  | BMS |  |  |  | BMS | [19 empty] | FACILITIES | [25 empty] | 0 | [18 empty] | 0 |  | 0 | [24 empty] | 0
7590481 | U MI CIT | LEVEL 3 | IDF 3-304C | 3-338E | ELECTRICAL ROOM | 2 |  | BAS |  |  | BMS |  |  |  | BMS | [19 empty] | FACILITIES | [25 empty] | 0 | [18 empty] | 0 |  | 0 | [24 empty] | 0
9092357 | U MI CIT | LEVEL 3 | IDF 3-304C | 3-338E | ELECTRICAL ROOM | 3 |  | BAS |  |  | BMS |  |  |  | BMS | [19 empty] | FACILITIES | [25 empty] | 0 | [18 empty] | 0 |  | 0 | [24 empty] | 0
9092451 | U MI CIT | LEVEL 3 | IDF 3-304C | 3-338E | ELECTRICAL ROOM | 4 |  | BAS |  |  | BMS |  |  |  | BMS | [19 empty] | FACILITIES | [25 empty] | 0 | [18 empty] | 0 |  | 0 | [24 empty] | 0
9092511 | U MI CIT | LEVEL 3 | IDF 3-304C | 3-338E | ELECTRICAL ROOM | 5 |  | BAS |  |  | BMS |  |  |  | BMS | [19 empty] | FACILITIES | [25 empty] | 0 | [18 empty] | 0 |  | 0 | [24 empty] | 0
9092415 | U MI CIT | LEVEL 3 | IDF 3-304C | 3-338E | ELECTRICAL ROOM | 6 |  | BAS |  |  | BMS |  |  |  | BMS | [19 empty] | FACILITIES | [25 empty] | 0 | [18 empty] | 0 |  | 0 | [24 empty] | 0
9092547 | U MI CIT | LEVEL 3 | IDF 3-304C | 3-338E | ELECTRICAL ROOM | 7 |  | BAS |  |  | BMS |  |  |  | BMS | [19 empty] | FACILITIES | [25 empty] | 0 | [18 empty] | 0 |  | 0 | [24 empty] | 0
5177998 | U MI CIT | LEVEL 3 | IDF 3-304C | 3-400Z | CORRIDOR | 1 |  | CAM |  |  | SECURITY - CAMERA | [23 empty] | DPSS SECURITY CAMERA | [25 empty] | 0 | [18 empty] | 0 |  | 0 | [24 empty] | 0
5066879 | U MI CIT | LEVEL 3 | IDF 3-304C | 3-406 | RT HUDDLE SPACE | 12 |  | WAP |  |  | WAP |  |  |  | WAP SPARE | [19 empty] | HITS-WAP | [25 empty] | 0 | [18 empty] | 0 |  | 0 | [24 empty] | 0
5177422 | U MI CIT | LEVEL 3 | IDF 3-304C | 3-410Z | CORRIDOR | 1 |  | CAM |  |  | SECURITY - CAMERA | [23 empty] | DPSS SECURITY CAMERA | [25 empty] | 0 | [18 empty] | 0 |  | 0 | [24 empty] | 0
5066692 | U MI CIT | LEVEL 3 | IDF 3-304C | 3-410Z | CORRIDOR | 2 |  | WAP |  |  | WAP |  |  |  | WAP SPARE | [19 empty] | HITS-WAP | [25 empty] | 0 | [18 empty] | 0 |  | 0 | [24 empty] | 0
9003015 | U MI CIT | LEVEL 3 | IDF 3-304C | 3-418 | LOGISTICS/ DISPOSAL HOLD | 1 |  | BAS |  |  | BMS |  |  |  | BMS | [19 empty] | FACILITIES | [25 empty] | 0 | [18 empty] | 0 |  | 0 | [24 empty] | 0
9003068 | U MI CIT | LEVEL 3 | IDF 3-304C | 3-426 | SPEECH OFFICE/ EXAM | 2 |  | BAS |  |  | BMS |  |  |  | BMS | [19 empty] | FACILITIES |  |  |  |  | N | Y | [19 empty] | 0 | [18 empty] | 0 |  | 0 | [24 empty] | 0
5177932 | U MI CIT | LEVEL 3 | IDF 3-304C | 3-500Z | CORRIDOR | 1 |  | CAM |  |  | SECURITY - CAMERA | [23 empty] | DPSS SECURITY CAMERA | [25 empty] | 0 | [18 empty] | 0 |  | 0 | [24 empty] | 0
5064759 | U MI CIT | LEVEL 3 | IDF 3-304C | 3-500Z | CORRIDOR | 2 |  | WAP |  |  | WAP |  |  |  | WAP SPARE | [19 empty] | HITS-WAP | [25 empty] | 0 | [18 empty] | 0 |  | 0 | [24 empty] | 0
5179064 | U MI CIT | LEVEL 3 | IDF 3-304C | 3-500Z | FIRE SERV/ PAT. ELEV LOBBY | 4 |  | CAM |  |  | SECURITY - CAMERA | [23 empty] | DPSS SECURITY CAMERA | [25 empty] | 0 | [18 empty] | 0 |  | 0 | [24 empty] | 0
9002925 | U MI CIT | LEVEL 3 | IDF 3-304C | 3-500Z | FIRE SERV/ PAT. ELEV LOBBY | 5 |  | BAS |  |  | BMS |  |  |  | BMS | [19 empty] | FACILITIES | [25 empty] | 0 | [18 empty] | 0 |  | 0 | [24 empty] | 0
8991702 | U MI CIT | LEVEL 3 | IDF 3-304C | 3-516 | OFFICE - SUPERVISOR | 2 |  | BAS |  |  | BMS |  |  |  | BMS | [19 empty] | FACILITIES | [25 empty] | 0 | [18 empty] | 0 |  | 0 | [24 empty] | 0
5066608 | U MI CIT | LEVEL 3 | IDF 3-304C | 3-520Z | CORRIDOR | 2 |  | WAP |  |  | WAP |  |  |  | WAP SPARE | [19 empty] | HITS-WAP | [25 empty] | 0 | [18 empty] | 0 |  | 0 | [24 empty] | 0
6831907 | U MI CIT | LEVEL 3 | IDF 3-304C | 3-520Z | CORRIDOR | 3 |  | CAM |  |  | SECURITY - CAMERA | [23 empty] | DPSS SECURITY CAMERA | [25 empty] | 0 | [18 empty] | 0 |  | 0 | [24 empty] | 0
6831847 | U MI CIT | LEVEL 3 | IDF 3-304C | 3-530Z | CORRIDOR | 1 |  | CAM |  |  | SECURITY - CAMERA | [23 empty] | DPSS SECURITY CAMERA | [25 empty] | 0 | [18 empty] | 0 |  | 0 | [24 empty] | 0
5066730 | U MI CIT | LEVEL 3 | IDF 3-304C | 3-530Z | CORRIDOR | 2 |  | WAP |  |  | WAP |  |  |  | WAP SPARE | [19 empty] | HITS-WAP | [25 empty] | 0 | [18 empty] | 0 |  | 0 | [24 empty] | 0
7013039 | U MI CIT | LEVEL 4 | IDF 4-238C | 4-000Z | PUBLIC ELEVATOR LOBBY | 1 |  | CAM |  |  | SECURITY - CAMERA | [23 empty] | DPSS SECURITY CAMERA | [25 empty] | 0 | [18 empty] | 0 |  | 0 | [24 empty] | 0
5071091 | U MI CIT | LEVEL 4 | IDF 4-238C | 4-001 | WAITING | 4 |  | WAP |  |  | WAP |  |  |  | WAP SPARE | [19 empty] | HITS-WAP | [25 empty] | 0 | [18 empty] | 0 |  | 0 | [24 empty] | 0
5185727 | U MI CIT | LEVEL 4 | IDF 4-238C | 4-001 | WAITING | 5 |  | CAM |  |  | SECURITY - CAMERA | [23 empty] | DPSS SECURITY CAMERA | [25 empty] | 0 | [18 empty] | 0 |  | 0 | [24 empty] | 0
5071325 | U MI CIT | LEVEL 4 | IDF 4-238C | 4-001 | WAITING | 6 |  | WAP |  |  | WAP |  |  |  | WAP SPARE | [19 empty] | HITS-WAP | [25 empty] | 0 | [18 empty] | 0 |  | 0 | [24 empty] | 0
5187244 | U MI CIT | LEVEL 4 | IDF 4-238C | 4-001 | WAITING | 7 |  | CAM |  |  | SECURITY - CAMERA | [23 empty] | DPSS SECURITY CAMERA | [25 empty] | 0 | [18 empty] | 0 |  | 0 | [24 empty] | 0
5186871 | U MI CIT | LEVEL 4 | IDF 4-122C | 4-004X | STAIR 3 | 1 |  | CAM |  |  | SECURITY - CAMERA | [23 empty] | DPSS SECURITY CAMERA | [25 empty] | 0 | [18 empty] | 0 |  | 0 | [24 empty] | 0
5184488 | U MI CIT | LEVEL 4 | IDF 4-304C | 4-005X | STAIR 2 | 1 |  | CAM |  |  | SECURITY - CAMERA | [23 empty] | DPSS SECURITY CAMERA | [25 empty] | 0 | [18 empty] | 0 |  | 0 | [24 empty] | 0
5184705 | U MI CIT | LEVEL 4 | IDF 4-238C | 4-006X | STAIR 1 | 1 |  | CAM |  |  | SECURITY - CAMERA | [23 empty] | DPSS SECURITY CAMERA | [25 empty] | 0 | [18 empty] | 0 |  | 0 | [24 empty] | 0
8908662 | U MI CIT | LEVEL 4 | IDF 4-304C | 4-007V | SHAFT | 1 |  | BAS |  |  | BMS |  |  |  | BMS | [19 empty] | FACILITIES | [25 empty] | 0 | [18 empty] | 0 |  | 0 | [24 empty] | 0
5071166 | U MI CIT | LEVEL 4 | IDF 4-238C | 4-015Z | CORRIDOR | 1 |  | WAP |  |  | WAP |  |  |  | WAP SPARE | [19 empty] | HITS-WAP | [25 empty] | 0 | [18 empty] | 0 |  | 0 | [24 empty] | 0
5187295 | U MI CIT | LEVEL 4 | IDF 4-238C | 4-100Z | SERVICE ELEVATOR CORRIDOR | 1 |  | CAM |  |  | SECURITY - CAMERA | [23 empty] | DPSS SECURITY CAMERA | [25 empty] | 0 | [18 empty] | 0 |  | 0 | [24 empty] | 0
4697623 | U MI CIT | LEVEL 4 | IDF 4-122C | 4-101 | OFFICE, TWO PERSON | 1 |  | PT |  |  | P-TUBE |  |  |  | WIRED SPARE | [19 empty] | P-TUBE | [25 empty] | 0 | [18 empty] | 0 |  | 0 | [24 empty] | 0
5071369 | U MI CIT | LEVEL 4 | IDF 4-122C | 4-101 | OFFICE, TWO PERSON | 5 |  | WAP |  |  | WAP |  |  |  | WAP SPARE | [19 empty] | HITS-WAP | [25 empty] | 0 | [18 empty] | 0 |  | 0 | [24 empty] | 0
7506165 | U MI CIT | LEVEL 4 | IDF 4-122C | 4-101 | OFFICE, TWO PERSON | 6 |  | BAS |  |  | BMS |  |  |  | BMS | [19 empty] | FACILITIES | [25 empty] | 0 | [18 empty] | 0 |  | 0 | [24 empty] | 0
5071478 | U MI CIT | LEVEL 4 | IDF 4-122C | 4-103 | ANESTHESIA WORKROOM (SAFE) | 4 |  | WAP |  |  | WAP |  |  |  | WAP SPARE | [19 empty] | HITS-WAP | [25 empty] | 0 | [18 empty] | 0 |  | 0 |  |  | 1 | [21 empty] | 0
5071565 | U MI CIT | LEVEL 4 | IDF 4-122C | 4-115Z | AISLE | 1 |  | WAP |  |  | WAP |  |  |  | WAP SPARE | [19 empty] | HITS-WAP | [25 empty] | 0 | [18 empty] | 0 |  | 0 | [24 empty] | 0
7506133 | U MI CIT | LEVEL 4 | IDF 4-122C | 4-118 | SOILED UTILITY | 2 |  | BAS |  |  | BMS |  |  |  | BMS | [19 empty] | FACILITIES | [25 empty] | 0 | [18 empty] | 0 |  | 0 | [24 empty] | 0
5187261 | U MI CIT | LEVEL 4 | IDF 4-122C | 4-120 | AISLE | 6 |  | CAM |  |  | SECURITY - CAMERA | [23 empty] | DPSS SECURITY CAMERA | [25 empty] | 0 | [18 empty] | 0 |  | 0 | [24 empty] | 0
8884626 | U MI CIT | LEVEL 4 | IDF 4-122C | 4-120 | AISLE | 7 |  | CAM |  |  | SECURITY - CAMERA | [23 empty] | DPSS SECURITY CAMERA | [25 empty] | 0 | [18 empty] | 0 |  | 0 | [24 empty] | 0
7014813 | U MI CIT | LEVEL 4 | IDF 4-122C | 4-122C | IDF | 2 |  | CAM |  |  | SECURITY - CAMERA | [23 empty] | DPSS SECURITY CAMERA |  |  | 0 | 2025-02-01 | [21 empty] | 0 | [18 empty] | 0 |  | 0 | [24 empty] | 0
9169126 | U MI CIT | LEVEL 4 | IDF 4-122C | 4-122C | IDF | 3 |  | SP |  |  | SECURITY - PANEL |  |  |  | SECURITY - PANEL |  |  |  | SECURITY - PANEL | [15 empty] | SECURITY |  |  | 0 | [22 empty] | 0 | [18 empty] | 0 |  | 0 | [24 empty] | 0
9169178 | U MI CIT | LEVEL 4 | IDF 4-122C | 4-122C | IDF | 4 |  | NP |  |  | NURSE CALL-PANEL |  |  |  | NURSE CALL-PANEL | [19 empty] | HITS - EI |  |  | 0 | 2025-02-01 | [21 empty] | 0 | [18 empty] | 0 |  | 0 | [24 empty] | 0
7014950 | U MI CIT | LEVEL 4 | IDF 4-122C | 4-122C | IDF | 5 |  | BAS |  |  | BMS |  |  |  | BMS | [19 empty] | FACILITIES |  |  | 0 | 2025-02-01 | [21 empty] | 0 | [18 empty] | 0 |  | 0 | [24 empty] | 0
5071228 | U MI CIT | LEVEL 4 | IDF 4-122C | 4-124 | OFFICE, SUPPLY CHAIN | 6 |  | WAP |  |  | WAP |  |  |  | WAP SPARE | [19 empty] | HITS-WAP | [25 empty] | 0 | [18 empty] | 0 |  | 0 | [24 empty] | 0
5072411 | U MI CIT | LEVEL 4 | IDF 4-238C | 4-130Z | CORRIDOR | 1 |  | WAP |  |  | WAP |  |  |  | WAP SPARE | [19 empty] | HITS-WAP | [25 empty] | 0 | [18 empty] | 0 |  | 0 | [24 empty] | 0
5072013 | U MI CIT | LEVEL 4 | IDF 4-122C | 4-200Z | CORRIDOR | 1 |  | WAP |  |  | WAP |  |  |  | WAP SPARE | [19 empty] | HITS-WAP | [25 empty] | 0 | [18 empty] | 0 |  | 0 | [24 empty] | 0
5071728 | U MI CIT | LEVEL 4 | IDF 4-122C | 4-201 | PREOP/ PACU | 6 |  | WAP |  |  | WAP |  |  |  | WAP SPARE | [19 empty] | HITS-WAP |  | Preop/PACU 4-07 | [23 empty] | 0 | [18 empty] | 0 |  | 0 | [24 empty] | 0
5071644 | U MI CIT | LEVEL 4 | IDF 4-122C | 4-210Z | CORRIDOR | 4 |  | WAP |  |  | WAP |  |  |  | WAP SPARE | [19 empty] | HITS-WAP | [25 empty] | 0 | [18 empty] | 0 |  | 0 | [24 empty] | 0
5071779 | U MI CIT | LEVEL 4 | IDF 4-122C | 4-217 | PREOP/ PACU | 7 |  | WAP |  |  | WAP |  |  |  | WAP SPARE | [19 empty] | HITS-WAP |  | Preop/PACU 4-15 | [23 empty] | 0 | [18 empty] | 0 |  | 0 | [24 empty] | 0
5187312 | U MI CIT | LEVEL 4 | IDF 4-122C | 4-218 | MEDICATION | 4 |  | CAM |  |  | SECURITY - CAMERA | [23 empty] | DPSS SECURITY CAMERA | [25 empty] | 0 | [18 empty] | 0 |  | 0 | [24 empty] | 0
5072193 | U MI CIT | LEVEL 4 | IDF 4-122C | 4-220Z | AISLE | 3 |  | WAP |  |  | WAP |  |  |  | WAP SPARE | [19 empty] | HITS-WAP | [25 empty] | 0 | [18 empty] | 0 |  | 0 | [24 empty] | 0
7019326 | U MI CIT | LEVEL 4 | IDF 4-122C | 4-220Z | AISLE | 4 |  | CAM |  |  | SECURITY - CAMERA | [23 empty] | DPSS SECURITY CAMERA | [25 empty] | 0 | [18 empty] | 0 |  | 0 | [24 empty] | 0
7505974 | U MI CIT | LEVEL 4 | IDF 4-122C | 4-222 | PREOP/ PACU | 7 |  | BAS |  |  | BMS |  |  |  | BMS | [19 empty] | FACILITIES |  | Preop/PACU 4-13 | [23 empty] | 0 | [18 empty] | 0 |  | 0 | [24 empty] | 0
5071936 | U MI CIT | LEVEL 4 | IDF 4-122C | 4-225A | ALCOVE, IMAGING | 2 |  | WAP |  |  | WAP |  |  |  | WAP SPARE | [19 empty] | HITS-WAP | [25 empty] | 0 | [18 empty] | 0 |  | 0 | [24 empty] | 0
5072077 | U MI CIT | LEVEL 4 | IDF 4-122C | 4-225Z | AISLE | 1 |  | WAP |  |  | WAP |  |  |  | WAP SPARE | [19 empty] | HITS-WAP | [25 empty] | 0 | [18 empty] | 0 |  | 0 | [24 empty] | 0
5072137 | U MI CIT | LEVEL 4 | IDF 4-122C | 4-230Z | AISLE | 1 |  | WAP |  |  | WAP |  |  |  | WAP SPARE | [19 empty] | HITS-WAP | [25 empty] | 0 | [18 empty] | 0 |  | 0 | [24 empty] | 0
7014361 | U MI CIT | LEVEL 4 | IDF 4-238C | 4-238C | IDF | 1 |  | CAM |  |  | SECURITY - CAMERA | [23 empty] | DPSS SECURITY CAMERA |  |  | 0 | 2025-02-01 | [21 empty] | 0 | [18 empty] | 0 |  | 0 | [24 empty] | 0
7014508 | U MI CIT | LEVEL 4 | IDF 4-238C | 4-238C | IDF | 2 |  | BAS |  |  | BMS |  |  |  | BMS | [19 empty] | FACILITIES |  |  | 0 | 2025-02-01 | [21 empty] | 0 | [18 empty] | 0 |  | 0 | [24 empty] | 0
8895456 | U MI CIT | LEVEL 4 | IDF 4-238C | 4-238C | IDF | 3 |  | SP |  |  | SECURITY - PANEL |  |  |  | SECURITY - PANEL |  |  |  | SECURITY - PANEL | [15 empty] | SECURITY |  |  | 0 | [22 empty] | 0 | [18 empty] | 0 |  | 0 | [24 empty] | 0
8895500 | U MI CIT | LEVEL 4 | IDF 4-238C | 4-238C | IDF | 4 |  | NP |  |  | NURSE CALL-PANEL |  |  |  | NURSE CALL-PANEL | [19 empty] | HITS - EI |  |  | 0 | 2025-02-01 | [21 empty] | 0 | [18 empty] | 0 |  | 0 | [24 empty] | 0
5072702 | U MI CIT | LEVEL 4 | IDF 4-122C | 4-240Z | CORRIDOR | 3 |  | WAP |  |  | WAP |  |  |  | WAP SPARE | [19 empty] | HITS-WAP | [25 empty] | 0 | [18 empty] | 0 |  | 0 | [24 empty] | 0
7013746 | U MI CIT | LEVEL 4 | IDF 4-122C | 4-240Z | CORRIDOR | 4 |  | CAM |  |  | SECURITY - CAMERA | [23 empty] | DPSS SECURITY CAMERA | [25 empty] | 0 | [18 empty] | 0 |  | 0 | [24 empty] | 0
9906958 | U MI CIT | LEVEL 4 | IDF 4-122C | 4-244E | ELECTRICAL ROOM | 1 |  | BAS |  |  | BMS |  |  |  | BMS | [19 empty] | FACILITIES | [25 empty] | 0 | [18 empty] | 0 |  | 0 | [24 empty] | 0
9904957 | U MI CIT | LEVEL 4 | IDF 4-122C | 4-244E | ELECTRICAL ROOM | 2 |  | BAS |  |  | BMS |  |  |  | BMS | [19 empty] | FACILITIES | [25 empty] | 0 | [18 empty] | 0 |  | 0 | [24 empty] | 0
9904943 | U MI CIT | LEVEL 4 | IDF 4-122C | 4-244E | ELECTRICAL ROOM | 3 |  | BAS |  |  | BMS |  |  |  | BMS | [19 empty] | FACILITIES | [25 empty] | 0 | [18 empty] | 0 |  | 0 | [24 empty] | 0
9904929 | U MI CIT | LEVEL 4 | IDF 4-122C | 4-244E | ELECTRICAL ROOM | 4 |  | BAS |  |  | BMS |  |  |  | BMS | [19 empty] | FACILITIES | [25 empty] | 0 | [18 empty] | 0 |  | 0 | [24 empty] | 0
9904907 | U MI CIT | LEVEL 4 | IDF 4-122C | 4-244E | ELECTRICAL ROOM | 5 |  | BAS |  |  | BMS |  |  |  | BMS | [19 empty] | FACILITIES | [25 empty] | 0 | [18 empty] | 0 |  | 0 | [24 empty] | 0
9095420 | U MI CIT | LEVEL 4 | IDF 4-122C | 4-244E | ELECTRICAL ROOM | 6 |  | BAS |  |  | BMS |  |  |  | BMS | [19 empty] | FACILITIES | [25 empty] | 0 | [18 empty] | 0 |  | 0 | [24 empty] | 0
7596407 | U MI CIT | LEVEL 4 | IDF 4-122C | 4-244E | ELECTRICAL ROOM | 8 |  | BAS |  |  | BMS |  |  |  | BMS | [19 empty] | FACILITIES | [25 empty] | 0 | [18 empty] | 0 |  | 0 | [24 empty] | 0
6987693 | U MI CIT | LEVEL 4 | IDF 4-238C | 4-245A | LAB COAT ALC | 1 |  | 3 |  |  | WIRED SPARE |  |  |  | WIRED SPARE |  |  |  | WIRED SPARE | [15 empty] | PAVILION CORE TEAM | [25 empty] | 0 | [18 empty] | 0 |  | 0 | [24 empty] | 0
5072565 | U MI CIT | LEVEL 4 | IDF 4-122C | 4-245Z | CORRIDOR | 1 |  | WAP |  |  | WAP |  |  |  | WAP SPARE | [19 empty] | HITS-WAP | [25 empty] | 0 | [18 empty] | 0 |  | 0 | [24 empty] | 0
5072829 | U MI CIT | LEVEL 4 | IDF 4-122C | 4-251 | PHARMACY | 19 |  | WAP |  |  | WAP |  |  |  | WAP SPARE | [19 empty] | HITS-WAP | [25 empty] | 0 | [18 empty] | 0 |  | 0 | [24 empty] | 0
5185835 | U MI CIT | LEVEL 4 | IDF 4-122C | 4-251 | PHARMACY | 20 |  | CAM |  |  | SECURITY - CAMERA | [23 empty] | DPSS SECURITY CAMERA | [25 empty] | 0 | [18 empty] | 0 |  | 0 | [24 empty] | 0
5185852 | U MI CIT | LEVEL 4 | IDF 4-122C | 4-251 | PHARMACY | 21 |  | CAM |  |  | SECURITY - CAMERA | [23 empty] | DPSS SECURITY CAMERA | [25 empty] | 0 | [18 empty] | 0 |  | 0 | [24 empty] | 0
5185867 | U MI CIT | LEVEL 4 | IDF 4-122C | 4-251 | PHARMACY | 22 |  | CAM |  |  | SECURITY - CAMERA | [23 empty] | DPSS SECURITY CAMERA | [25 empty] | 0 | [18 empty] | 0 |  | 0 | [24 empty] | 0
5072225 | U MI CIT | LEVEL 4 | IDF 4-122C | 4-272 | EQUIPMENT STORAGE | 6 |  | WAP |  |  | WAP |  |  |  | WAP SPARE | [19 empty] | HITS-WAP | [25 empty] | 0 | [18 empty] | 0 |  | 0 | [24 empty] | 0
7505845 | U MI CIT | LEVEL 4 | IDF 4-122C | 4-272 | EQUIPMENT STORAGE | 7 |  | BAS |  |  | BMS |  |  |  | BMS | [19 empty] | FACILITIES | [25 empty] | 0 | [18 empty] | 0 |  | 0 | [24 empty] | 0
5185897 | U MI CIT | LEVEL 4 | IDF 4-122C | 4-284 | MEDICATION | 5 |  | CAM |  |  | SECURITY - CAMERA | [23 empty] | DPSS SECURITY CAMERA | [25 empty] | 0 | [18 empty] | 0 |  | 0 | [24 empty] | 0
5185882 | U MI CIT | LEVEL 4 | IDF 4-122C | 4-284 | MEDICATION | 6 |  | CAM |  |  | SECURITY - CAMERA | [23 empty] | DPSS SECURITY CAMERA | [25 empty] | 0 | [18 empty] | 0 |  | 0 | [24 empty] | 0
7505563 | U MI CIT | LEVEL 4 | IDF 4-122C | 4-284 | MEDICATION | 7 |  | BAS |  |  | BMS |  |  |  | BMS | [19 empty] | FACILITIES | [25 empty] | 0 | [18 empty] | 0 |  | 0 | [24 empty] | 0
7013922 | U MI CIT | LEVEL 4 | IDF 4-122C | 4-288 | OR FRONT DESK | 9 |  | CAM |  |  | SECURITY - CAMERA | [23 empty] | DPSS SECURITY CAMERA | [25 empty] | 0 | [18 empty] | 0 |  | 0 | [24 empty] | 0
7220293 | U MI CIT | LEVEL 4 | IDF 4-122C | 4-288-B | PTUBE | 1 |  | PT |  |  | P-TUBE |  |  |  | WIRED SPARE | [19 empty] | P-TUBE | [25 empty] | 0 | [18 empty] | 0 |  | 0 | [24 empty] | 0
5072934 | U MI CIT | LEVEL 4 | IDF 4-238C | 4-300Z | CORRIDOR | 8 |  | WAP |  |  | WAP |  |  |  | WAP SPARE | [19 empty] | HITS-WAP | [25 empty] | 0 | [18 empty] | 0 |  | 0 | [24 empty] | 0
8895297 | U MI CIT | LEVEL 4 | IDF 4-304C | 4-304C | IDF | 1 |  | BAS |  |  | BMS |  |  |  | BMS | [19 empty] | FACILITIES |  |  | 0 | 2025-02-01 | [21 empty] | 0 | [18 empty] | 0 |  | 0 | [24 empty] | 0
8895249 | U MI CIT | LEVEL 4 | IDF 4-304C | 4-304C | IDF | 2 |  | SP |  |  | SECURITY - PANEL |  |  |  | SECURITY - PANEL |  |  |  | SECURITY - PANEL | [15 empty] | SECURITY |  |  | 0 | [22 empty] | 0 | [18 empty] | 0 |  | 0 | [24 empty] | 0
7024407 | U MI CIT | LEVEL 4 | IDF 4-304C | 4-304C | IDF | 3 |  | NP |  |  | NURSE CALL-PANEL |  |  |  | NURSE CALL-PANEL | [19 empty] | HITS - EI |  |  | 0 | 2025-02-01 | [21 empty] | 0 | [18 empty] | 0 |  | 0 | [24 empty] | 0
7012186 | U MI CIT | LEVEL 4 | IDF 4-304C | 4-304C | IDF | 4 |  | CAM |  |  | SECURITY - CAMERA | [23 empty] | DPSS SECURITY CAMERA |  |  | 0 | 2025-02-01 | [21 empty] | 0 | [18 empty] | 0 |  | 0 | [24 empty] | 0
5070104 | U MI CIT | LEVEL 4 | IDF 4-304C | 4-304C | IDF | 5 |  | WAP |  |  | WAP |  |  |  | WAP SPARE | [19 empty] | HITS-WAP |  |  | 0 | 2025-02-01 | [21 empty] | 0 | [18 empty] | 0 |  | 0 | [24 empty] | 0
7475639 | U MI CIT | LEVEL 4 | IDF 4-304C | 4-304C | IDF | 6 |  | BAS |  |  | BMS |  |  |  | BMS | [19 empty] | FACILITIES |  |  | 0 | 2025-02-01 | [21 empty] | 0 | [18 empty] | 0 |  | 0 | [24 empty] | 0
5072533 | U MI CIT | LEVEL 4 | IDF 4-238C | 4-310Z | CORRIDOR | 1 |  | WAP |  |  | WAP |  |  |  | WAP SPARE | [19 empty] | HITS-WAP | [25 empty] | 0 | [18 empty] | 0 |  | 0 | [24 empty] | 0
5069648 | U MI CIT | LEVEL 4 | IDF 4-304C | 4-313 | EQUIPMENT STORAGE | 8 |  | WAP |  |  | WAP |  |  |  | WAP SPARE | [19 empty] | HITS-WAP | [25 empty] | 0 | [18 empty] | 0 |  | 0 | [24 empty] | 0
7011905 | U MI CIT | LEVEL 4 | IDF 4-238C | 4-314 | STERILE CORE | 34 |  | CAM |  |  | SECURITY - CAMERA | [23 empty] | DPSS SECURITY CAMERA | [25 empty] | 0 | [18 empty] | 0 |  | 0 | [24 empty] | 0
5072734 | U MI CIT | LEVEL 4 | IDF 4-238C | 4-314 | STERILE CORE | 35 |  | WAP |  |  | WAP |  |  |  | WAP SPARE | [19 empty] | HITS-WAP | [25 empty] | 0 | [18 empty] | 0 |  | 0 | [24 empty] | 0
5073729 | U MI CIT | LEVEL 4 | IDF 4-238C | 4-314 | STERILE CORE | 36 |  | WAP |  |  | WAP |  |  |  | WAP SPARE | [19 empty] | HITS-WAP | [25 empty] | 0 | [18 empty] | 0 |  | 0 | [24 empty] | 0
5073807 | U MI CIT | LEVEL 4 | IDF 4-304C | 4-314 | STERILE CORE | 37 |  | WAP |  |  | WAP |  |  |  | WAP SPARE | [19 empty] | HITS-WAP | [25 empty] | 0 | [18 empty] | 0 |  | 0 | [24 empty] | 0
7004106 | U MI CIT | LEVEL 4 | IDF 4-304C | 4-316 | OPERATING ROOM | 23 |  | CAM |  |  | PATIENT CAMERA | [23 empty] | PATIENT CAMERA |  | OR 11 | [23 empty] | 0 | [18 empty] | 0 |  | 0 | [24 empty] | 0
9094794 | U MI CIT | LEVEL 4 | IDF 4-304C | 4-316 | OPERATING ROOM | 8 |  | BAS |  |  | BMS |  |  |  | BMS | [19 empty] | FACILITIES |  | OR 11 | [23 empty] | 0 | [18 empty] | 0 |  | 0 | [24 empty] | 0
9094786 | U MI CIT | LEVEL 4 | IDF 4-304C | 4-316 | OPERATING ROOM | 9 |  | BAS |  |  | BMS |  |  |  | BMS | [19 empty] | FACILITIES |  | OR 11 | [23 empty] | 0 | [18 empty] | 0 |  | 0 | [24 empty] | 0
9094551 | U MI CIT | LEVEL 4 | IDF 4-304C | 4-316 | OPERATING ROOM | 11 |  | BAS |  |  | BMS |  |  |  | BMS | [19 empty] | FACILITIES |  | OR 11 | [23 empty] | 0 | [18 empty] | 0 |  | 0 | [24 empty] | 0
9094543 | U MI CIT | LEVEL 4 | IDF 4-304C | 4-316 | OPERATING ROOM | 12 |  | BAS |  |  | BMS |  |  |  | BMS | [19 empty] | FACILITIES |  | OR 11 | [23 empty] | 0 | [18 empty] | 0 |  | 0 | [24 empty] | 0
9094535 | U MI CIT | LEVEL 4 | IDF 4-304C | 4-316 | OPERATING ROOM | 13 |  | BAS |  |  | BMS |  |  |  | BMS | [19 empty] | FACILITIES |  | OR 11 | [23 empty] | 0 | [18 empty] | 0 |  | 0 | [24 empty] | 0
9094527 | U MI CIT | LEVEL 4 | IDF 4-304C | 4-316 | OPERATING ROOM | 14 |  | BAS |  |  | BMS |  |  |  | BMS | [19 empty] | FACILITIES |  | OR 11 | [23 empty] | 0 | [18 empty] | 0 |  | 0 | [24 empty] | 0
5073294 | U MI CIT | LEVEL 4 | IDF 4-304C | 4-316 | OPERATING ROOM | 27 |  | WAP |  |  | WAP |  |  |  | WAP SPARE | [19 empty] | HITS-WAP |  | OR 11 | [23 empty] | 0 | [18 empty] | 0 |  | 0 | [24 empty] | 0
9094500 | U MI CIT | LEVEL 4 | IDF 4-304C | 4-318 | OPERATING ROOM | 8 |  | BAS |  |  | BMS |  |  |  | BMS | [19 empty] | FACILITIES |  | OR 13 | [23 empty] | 0 | [18 empty] | 0 |  | 0 | [24 empty] | 0
9094492 | U MI CIT | LEVEL 4 | IDF 4-304C | 4-318 | OPERATING ROOM | 9 |  | BAS |  |  | BMS |  |  |  | BMS | [19 empty] | FACILITIES |  | OR 13 | [23 empty] | 0 | [18 empty] | 0 |  | 0 | [24 empty] | 0
9094484 | U MI CIT | LEVEL 4 | IDF 4-304C | 4-318 | OPERATING ROOM | 10 |  | BAS |  |  | BMS |  |  |  | BMS | [19 empty] | FACILITIES |  | OR 13 | [23 empty] | 0 | [18 empty] | 0 |  | 0 | [24 empty] | 0
9094476 | U MI CIT | LEVEL 4 | IDF 4-304C | 4-318 | OPERATING ROOM | 11 |  | BAS |  |  | BMS |  |  |  | BMS | [19 empty] | FACILITIES |  | OR 13 | [23 empty] | 0 | [18 empty] | 0 |  | 0 | [24 empty] | 0
9094759 | U MI CIT | LEVEL 4 | IDF 4-304C | 4-318 | OPERATING ROOM | 13 |  | BAS |  |  | BMS |  |  |  | BMS | [19 empty] | FACILITIES |  | OR 13 | [23 empty] | 0 | [18 empty] | 0 |  | 0 | [24 empty] | 0
9094751 | U MI CIT | LEVEL 4 | IDF 4-304C | 4-318 | OPERATING ROOM | 14 |  | BAS |  |  | BMS |  |  |  | BMS | [19 empty] | FACILITIES |  | OR 13 | [23 empty] | 0 | [18 empty] | 0 |  | 0 | [24 empty] | 0
7004650 | U MI CIT | LEVEL 4 | IDF 4-304C | 4-318 | OPERATING ROOM | 23 |  | CAM |  |  | PATIENT CAMERA | [23 empty] | PATIENT CAMERA |  | OR 13 | [23 empty] | 0 | [18 empty] | 0 |  | 0 | [24 empty] | 0
8487611 | U MI CIT | LEVEL 4 | IDF 4-304C | 4-318 | OPERATING ROOM | 27 |  | WAP |  |  | WAP |  |  |  | WAP SPARE | [19 empty] | HITS-WAP |  | OR 13 | [23 empty] | 0 | [18 empty] | 0 |  | 0 | [24 empty] | 0
5069744 | U MI CIT | LEVEL 4 | IDF 4-304C | 4-319 | EVS MOTORIZED EQUIPMENT | 3 |  | WAP |  |  | WAP |  |  |  | WAP SPARE | [19 empty] | HITS-WAP | [25 empty] | 0 | [18 empty] | 0 |  | 0 | [24 empty] | 0
5073957 | U MI CIT | LEVEL 4 | IDF 4-238C | 4-320Z | CORRIDOR | 14 |  | WAP |  |  | WAP |  |  |  | WAP SPARE | [19 empty] | HITS-WAP | [25 empty] | 0 | [18 empty] | 0 |  | 0 | [24 empty] | 0
7013474 | U MI CIT | LEVEL 4 | IDF 4-238C | 4-320Z | CORRIDOR | 15 |  | CAM |  |  | SECURITY - CAMERA | [23 empty] | DPSS SECURITY CAMERA | [25 empty] | 0 | [18 empty] | 0 |  | 0 | [24 empty] | 0
5073995 | U MI CIT | LEVEL 4 | IDF 4-238C | 4-320Z | CORRIDOR | 16 |  | WAP |  |  | WAP |  |  |  | WAP SPARE | [19 empty] | HITS-WAP | [25 empty] | 0 | [18 empty] | 0 |  | 0 | [24 empty] | 0
5074063 | U MI CIT | LEVEL 4 | IDF 4-304C | 4-320Z | CORRIDOR | 17 |  | WAP |  |  | WAP |  |  |  | WAP SPARE | [19 empty] | HITS-WAP | [25 empty] | 0 | [18 empty] | 0 |  | 0 | [24 empty] | 0
9094449 | U MI CIT | LEVEL 4 | IDF 4-304C | 4-322 | OPERATING ROOM | 8 |  | BAS |  |  | BMS |  |  |  | BMS | [19 empty] | FACILITIES |  | OR 15 | [23 empty] | 0 | [18 empty] | 0 |  | 0 | [24 empty] | 0
9094441 | U MI CIT | LEVEL 4 | IDF 4-304C | 4-322 | OPERATING ROOM | 9 |  | BAS |  |  | BMS |  |  |  | BMS | [19 empty] | FACILITIES |  | OR 15 | [23 empty] | 0 | [18 empty] | 0 |  | 0 | [24 empty] | 0
9094433 | U MI CIT | LEVEL 4 | IDF 4-304C | 4-322 | OPERATING ROOM | 10 |  | BAS |  |  | BMS |  |  |  | BMS | [19 empty] | FACILITIES |  | OR 15 | [23 empty] | 0 | [18 empty] | 0 |  | 0 | [24 empty] | 0
9094425 | U MI CIT | LEVEL 4 | IDF 4-304C | 4-322 | OPERATING ROOM | 11 |  | BAS |  |  | BMS |  |  |  | BMS | [19 empty] | FACILITIES |  | OR 15 | [23 empty] | 0 | [18 empty] | 0 |  | 0 | [24 empty] | 0
9094724 | U MI CIT | LEVEL 4 | IDF 4-304C | 4-322 | OPERATING ROOM | 13 |  | BAS |  |  | BMS |  |  |  | BMS | [19 empty] | FACILITIES |  | OR 15 | [23 empty] | 0 | [18 empty] | 0 |  | 0 | [24 empty] | 0
9094716 | U MI CIT | LEVEL 4 | IDF 4-304C | 4-322 | OPERATING ROOM | 15 |  | BAS |  |  | BMS |  |  |  | BMS | [19 empty] | FACILITIES |  | OR 15 | [23 empty] | 0 | [18 empty] | 0 |  | 0 | [24 empty] | 0
7004665 | U MI CIT | LEVEL 4 | IDF 4-304C | 4-322 | OPERATING ROOM | 23 |  | CAM |  |  | PATIENT CAMERA | [23 empty] | PATIENT CAMERA |  | OR 15 | [23 empty] | 0 | [18 empty] | 0 |  | 0 | [24 empty] | 0
8487619 | U MI CIT | LEVEL 4 | IDF 4-304C | 4-322 | OPERATING ROOM | 27 |  | WAP |  |  | WAP |  |  |  | WAP SPARE | [19 empty] | HITS-WAP |  | OR 15 | [23 empty] | 0 | [18 empty] | 0 |  | 0 | [24 empty] | 0
9094398 | U MI CIT | LEVEL 4 | IDF 4-238C | 4-324 | OPERATING ROOM | 8 |  | BAS |  |  | BMS |  |  |  | BMS | [19 empty] | FACILITIES |  | OR 17 | [23 empty] | 0 | [18 empty] | 0 |  | 0 | [24 empty] | 0
9094390 | U MI CIT | LEVEL 4 | IDF 4-238C | 4-324 | OPERATING ROOM | 9 |  | BAS |  |  | BMS |  |  |  | BMS | [19 empty] | FACILITIES |  | OR 17 | [23 empty] | 0 | [18 empty] | 0 |  | 0 | [24 empty] | 0
9094382 | U MI CIT | LEVEL 4 | IDF 4-238C | 4-324 | OPERATING ROOM | 10 |  | BAS |  |  | BMS |  |  |  | BMS | [19 empty] | FACILITIES |  | OR 17 | [23 empty] | 0 | [18 empty] | 0 |  | 0 | [24 empty] | 0
9094374 | U MI CIT | LEVEL 4 | IDF 4-238C | 4-324 | OPERATING ROOM | 11 |  | BAS |  |  | BMS |  |  |  | BMS | [19 empty] | FACILITIES |  | OR 17 | [23 empty] | 0 | [18 empty] | 0 |  | 0 | [24 empty] | 0
9094687 | U MI CIT | LEVEL 4 | IDF 4-238C | 4-324 | OPERATING ROOM | 13 |  | BAS |  |  | BMS |  |  |  | BMS | [19 empty] | FACILITIES |  | OR 17 | [23 empty] | 0 | [18 empty] | 0 |  | 0 | [24 empty] | 0
9094679 | U MI CIT | LEVEL 4 | IDF 4-238C | 4-324 | OPERATING ROOM | 14 |  | BAS |  |  | BMS |  |  |  | BMS | [19 empty] | FACILITIES |  | OR 17 | [23 empty] | 0 | [18 empty] | 0 |  | 0 | [24 empty] | 0
7009893 | U MI CIT | LEVEL 4 | IDF 4-238C | 4-324 | OPERATING ROOM | 23 |  | CAM |  |  | PATIENT CAMERA | [23 empty] | PATIENT CAMERA |  | OR 17 | [23 empty] | 0 | [18 empty] | 0 |  | 0 | [24 empty] | 0
8487627 | U MI CIT | LEVEL 4 | IDF 4-238C | 4-324 | OPERATING ROOM | 27 |  | WAP |  |  | WAP |  |  |  | WAP SPARE | [19 empty] | HITS-WAP |  | OR 17 | [23 empty] | 0 | [18 empty] | 0 |  | 0 | [24 empty] | 0
9094345 | U MI CIT | LEVEL 4 | IDF 4-238C | 4-326 | OPERATING ROOM | 8 |  | BAS |  |  | BMS |  |  |  | BMS | [19 empty] | FACILITIES |  | OR 19 | [23 empty] | 0 | [18 empty] | 0 |  | 0 | [24 empty] | 0
9094337 | U MI CIT | LEVEL 4 | IDF 4-238C | 4-326 | OPERATING ROOM | 9 |  | BAS |  |  | BMS |  |  |  | BMS | [19 empty] | FACILITIES |  | OR 19 | [23 empty] | 0 | [18 empty] | 0 |  | 0 | [24 empty] | 0
9094329 | U MI CIT | LEVEL 4 | IDF 4-238C | 4-326 | OPERATING ROOM | 10 |  | BAS |  |  | BMS |  |  |  | BMS | [19 empty] | FACILITIES |  | OR 19 | [23 empty] | 0 | [18 empty] | 0 |  | 0 | [24 empty] | 0
9094321 | U MI CIT | LEVEL 4 | IDF 4-238C | 4-326 | OPERATING ROOM | 11 |  | BAS |  |  | BMS |  |  |  | BMS | [19 empty] | FACILITIES |  | OR 19 | [23 empty] | 0 | [18 empty] | 0 |  | 0 | [24 empty] | 0
9094652 | U MI CIT | LEVEL 4 | IDF 4-238C | 4-326 | OPERATING ROOM | 13 |  | BAS |  |  | BMS |  |  |  | BMS | [19 empty] | FACILITIES |  | OR 19 | [23 empty] | 0 | [18 empty] | 0 |  | 0 | [24 empty] | 0
9094644 | U MI CIT | LEVEL 4 | IDF 4-238C | 4-326 | OPERATING ROOM | 14 |  | BAS |  |  | BMS |  |  |  | BMS | [19 empty] | FACILITIES |  | OR 19 | [23 empty] | 0 | [18 empty] | 0 |  | 0 | [24 empty] | 0
7009900 | U MI CIT | LEVEL 4 | IDF 4-238C | 4-326 | OPERATING ROOM | 24 |  | CAM |  |  | PATIENT CAMERA | [23 empty] | PATIENT CAMERA |  | OR 19 | [23 empty] | 0 | [18 empty] | 0 |  | 0 | [24 empty] | 0
8487635 | U MI CIT | LEVEL 4 | IDF 4-238C | 4-326 | OPERATING ROOM | 27 |  | WAP |  |  | WAP |  |  |  | WAP SPARE | [19 empty] | HITS-WAP |  | OR 19 | [23 empty] | 0 | [18 empty] | 0 |  | 0 | [24 empty] | 0
9094263 | U MI CIT | LEVEL 4 | IDF 4-238C | 4-328 | OPERATING ROOM | 8 |  | BAS |  |  | BMS |  |  |  | BMS | [19 empty] | FACILITIES |  | OR 21 | [23 empty] | 0 | [18 empty] | 0 |  | 0 | [24 empty] | 0
9094239 | U MI CIT | LEVEL 4 | IDF 4-238C | 4-328 | OPERATING ROOM | 9 |  | BAS |  |  | BMS |  |  |  | BMS | [19 empty] | FACILITIES |  | OR 21 | [23 empty] | 0 | [18 empty] | 0 |  | 0 | [24 empty] | 0
9094216 | U MI CIT | LEVEL 4 | IDF 4-238C | 4-328 | OPERATING ROOM | 11 |  | BAS |  |  | BMS |  |  |  | BMS | [19 empty] | FACILITIES |  | OR 21 | [23 empty] | 0 | [18 empty] | 0 |  | 0 | [24 empty] | 0
9094193 | U MI CIT | LEVEL 4 | IDF 4-238C | 4-328 | OPERATING ROOM | 12 |  | BAS |  |  | BMS |  |  |  | BMS | [19 empty] | FACILITIES |  | OR 21 | [23 empty] | 0 | [18 empty] | 0 |  | 0 | [24 empty] | 0
9094170 | U MI CIT | LEVEL 4 | IDF 4-238C | 4-328 | OPERATING ROOM | 13 |  | BAS |  |  | BMS |  |  |  | BMS | [19 empty] | FACILITIES |  | OR 21 | [23 empty] | 0 | [18 empty] | 0 |  | 0 | [24 empty] | 0
9094103 | U MI CIT | LEVEL 4 | IDF 4-238C | 4-328 | OPERATING ROOM | 14 |  | BAS |  |  | BMS |  |  |  | BMS | [19 empty] | FACILITIES |  | OR 21 | [23 empty] | 0 | [18 empty] | 0 |  | 0 | [24 empty] | 0
7009907 | U MI CIT | LEVEL 4 | IDF 4-238C | 4-328 | OPERATING ROOM | 23 |  | CAM |  |  | PATIENT CAMERA | [23 empty] | PATIENT CAMERA |  | OR 21 | [23 empty] | 0 | [18 empty] | 0 |  | 0 | [24 empty] | 0
8487643 | U MI CIT | LEVEL 4 | IDF 4-238C | 4-328 | OPERATING ROOM | 27 |  | WAP |  |  | WAP |  |  |  | WAP SPARE | [19 empty] | HITS-WAP |  | OR 21 | [23 empty] | 0 | [18 empty] | 0 |  | 0 | [24 empty] | 0
5184201 | U MI CIT | LEVEL 4 | IDF 4-304C | 4-330Z | CORRIDOR | 4 |  | CAM |  |  | SECURITY - CAMERA | [23 empty] | DPSS SECURITY CAMERA | [25 empty] | 0 | [18 empty] | 0 |  | 0 | [24 empty] | 0
5074097 | U MI CIT | LEVEL 4 | IDF 4-304C | 4-330Z | CORRIDOR | 5 |  | WAP |  |  | WAP |  |  |  | WAP SPARE | [19 empty] | HITS-WAP | [25 empty] | 0 | [18 empty] | 0 |  | 0 | [24 empty] | 0
9094030 | U MI CIT | LEVEL 4 | IDF 4-238C | 4-334 | OPERATING ROOM | 1 |  | BAS |  |  | BMS |  |  |  | BMS | [19 empty] | FACILITIES |  | OR 22 | [23 empty] | 0 | [18 empty] | 0 |  | 0 | [24 empty] | 0
9094038 | U MI CIT | LEVEL 4 | IDF 4-238C | 4-334 | OPERATING ROOM | 2 |  | BAS |  |  | BMS |  |  |  | BMS | [19 empty] | FACILITIES |  | OR 22 | [23 empty] | 0 | [18 empty] | 0 |  | 0 | [24 empty] | 0
7003252 | U MI CIT | LEVEL 4 | IDF 4-238C | 4-334 | OPERATING ROOM | 18 |  | CAM |  |  | PATIENT CAMERA | [23 empty] | PATIENT CAMERA |  | OR 22 | [23 empty] | 0 | [18 empty] | 0 |  | 0 | [24 empty] | 0
9093998 | U MI CIT | LEVEL 4 | IDF 4-238C | 4-334 | OPERATING ROOM | 19 |  | BAS |  |  | BMS |  |  |  | BMS | [19 empty] | FACILITIES |  | OR 22 | [23 empty] | 0 | [18 empty] | 0 |  | 0 | [24 empty] | 0
9094006 | U MI CIT | LEVEL 4 | IDF 4-238C | 4-334 | OPERATING ROOM | 20 |  | BAS |  |  | BMS |  |  |  | BMS | [19 empty] | FACILITIES |  | OR 22 | [23 empty] | 0 | [18 empty] | 0 |  | 0 | [24 empty] | 0
9094014 | U MI CIT | LEVEL 4 | IDF 4-238C | 4-334 | OPERATING ROOM | 21 |  | BAS |  |  | BMS |  |  |  | BMS | [19 empty] | FACILITIES |  | OR 22 | [23 empty] | 0 | [18 empty] | 0 |  | 0 | [24 empty] | 0
9094022 | U MI CIT | LEVEL 4 | IDF 4-238C | 4-334 | OPERATING ROOM | 22 |  | BAS |  |  | BMS |  |  |  | BMS | [19 empty] | FACILITIES |  | OR 22 | [23 empty] | 0 | [18 empty] | 0 |  | 0 | [24 empty] | 0
5073630 | U MI CIT | LEVEL 4 | IDF 4-238C | 4-334 | OPERATING ROOM | 24 |  | WAP |  |  | WAP |  |  |  | WAP SPARE | [19 empty] | HITS-WAP |  | OR 22 | [23 empty] | 0 | [18 empty] | 0 |  | 0 | [24 empty] | 0
9093952 | U MI CIT | LEVEL 4 | IDF 4-238C | 4-336 | OPERATING ROOM | 1 |  | BAS |  |  | BMS |  |  |  | BMS | [19 empty] | FACILITIES |  | OR 20 | [23 empty] | 0 | [18 empty] | 0 |  | 0 | [24 empty] | 0
9093960 | U MI CIT | LEVEL 4 | IDF 4-238C | 4-336 | OPERATING ROOM | 2 |  | BAS |  |  | BMS |  |  |  | BMS | [19 empty] | FACILITIES |  | OR 20 | [23 empty] | 0 | [18 empty] | 0 |  | 0 | [24 empty] | 0
7003228 | U MI CIT | LEVEL 4 | IDF 4-238C | 4-336 | OPERATING ROOM | 18 |  | CAM |  |  | PATIENT CAMERA | [23 empty] | PATIENT CAMERA |  | OR 20 | [23 empty] | 0 | [18 empty] | 0 |  | 0 | [24 empty] | 0
9093928 | U MI CIT | LEVEL 4 | IDF 4-238C | 4-336 | OPERATING ROOM | 19 |  | BAS |  |  | BMS |  |  |  | BMS | [19 empty] | FACILITIES |  | OR 20 | [23 empty] | 0 | [18 empty] | 0 |  | 0 | [24 empty] | 0
9093936 | U MI CIT | LEVEL 4 | IDF 4-238C | 4-336 | OPERATING ROOM | 20 |  | BAS |  |  | BMS |  |  |  | BMS | [19 empty] | FACILITIES |  | OR 20 | [23 empty] | 0 | [18 empty] | 0 |  | 0 | [24 empty] | 0
9093944 | U MI CIT | LEVEL 4 | IDF 4-238C | 4-336 | OPERATING ROOM | 21 |  | BAS |  |  | BMS |  |  |  | BMS | [19 empty] | FACILITIES |  | OR 20 | [23 empty] | 0 | [18 empty] | 0 |  | 0 | [24 empty] | 0
5073562 | U MI CIT | LEVEL 4 | IDF 4-238C | 4-336 | OPERATING ROOM | 23 |  | WAP |  |  | WAP |  |  |  | WAP SPARE | [19 empty] | HITS-WAP |  | OR 20 | [23 empty] | 0 | [18 empty] | 0 |  | 0 | [24 empty] | 0
9093920 | U MI CIT | LEVEL 4 | IDF 4-238C | 4-336 | OPERATING ROOM | 30 |  | BAS |  |  | BMS |  |  |  | BMS | [19 empty] | FACILITIES |  | OR 20 | [23 empty] | 0 | [18 empty] | 0 |  | 0 | [24 empty] | 0
9093874 | U MI CIT | LEVEL 4 | IDF 4-238C | 4-338 | OPERATING ROOM | 1 |  | BAS |  |  | BMS |  |  |  | BMS | [19 empty] | FACILITIES |  | OR 18 | [23 empty] | 0 | [18 empty] | 0 |  | 0 | [24 empty] | 0
9093882 | U MI CIT | LEVEL 4 | IDF 4-238C | 4-338 | OPERATING ROOM | 2 |  | BAS |  |  | BMS |  |  |  | BMS | [19 empty] | FACILITIES |  | OR 18 | [23 empty] | 0 | [18 empty] | 0 |  | 0 | [24 empty] | 0
7000297 | U MI CIT | LEVEL 4 | IDF 4-238C | 4-338 | OPERATING ROOM | 18 |  | CAM |  |  | PATIENT CAMERA | [23 empty] | PATIENT CAMERA |  | OR 18 | [23 empty] | 0 | [18 empty] | 0 |  | 0 | [24 empty] | 0
9093850 | U MI CIT | LEVEL 4 | IDF 4-238C | 4-338 | OPERATING ROOM | 19 |  | BAS |  |  | BMS |  |  |  | BMS | [19 empty] | FACILITIES |  | OR 18 | [23 empty] | 0 | [18 empty] | 0 |  | 0 | [24 empty] | 0
9093858 | U MI CIT | LEVEL 4 | IDF 4-238C | 4-338 | OPERATING ROOM | 20 |  | BAS |  |  | BMS |  |  |  | BMS | [19 empty] | FACILITIES |  | OR 18 | [23 empty] | 0 | [18 empty] | 0 |  | 0 | [24 empty] | 0
9093866 | U MI CIT | LEVEL 4 | IDF 4-238C | 4-338 | OPERATING ROOM | 21 |  | BAS |  |  | BMS |  |  |  | BMS | [19 empty] | FACILITIES |  | OR 18 | [23 empty] | 0 | [18 empty] | 0 |  | 0 | [24 empty] | 0
5073510 | U MI CIT | LEVEL 4 | IDF 4-238C | 4-338 | OPERATING ROOM | 23 |  | WAP |  |  | WAP |  |  |  | WAP SPARE | [19 empty] | HITS-WAP |  | OR 18 | [23 empty] | 0 | [18 empty] | 0 |  | 0 | [24 empty] | 0
9093842 | U MI CIT | LEVEL 4 | IDF 4-238C | 4-338 | OPERATING ROOM | 31 |  | BAS |  |  | BMS |  |  |  | BMS | [19 empty] | FACILITIES |  | OR 18 | [23 empty] | 0 | [18 empty] | 0 |  | 0 | [24 empty] | 0
9095004 | U MI CIT | LEVEL 4 | IDF 4-304C | 4-338E | ELECTRICAL ROOM | 1 |  | BAS |  |  | BMS |  |  |  | BMS | [19 empty] | FACILITIES | [25 empty] | 0 | [18 empty] | 0 |  | 0 | [24 empty] | 0
9906068 | U MI CIT | LEVEL 4 | IDF 4-304C | 4-338E | ELECTRICAL ROOM | 2 |  | BAS |  |  | BMS |  |  |  | BMS | [19 empty] | FACILITIES | [25 empty] | 0 | [18 empty] | 0 |  | 0 | [24 empty] | 0
9906143 | U MI CIT | LEVEL 4 | IDF 4-304C | 4-338E | ELECTRICAL ROOM | 3 |  | BAS |  |  | BMS |  |  |  | BMS | [19 empty] | FACILITIES | [25 empty] | 0 | [18 empty] | 0 |  | 0 | [24 empty] | 0
9906172 | U MI CIT | LEVEL 4 | IDF 4-304C | 4-338E | ELECTRICAL ROOM | 4 |  | BAS |  |  | BMS |  |  |  | BMS | [19 empty] | FACILITIES | [25 empty] | 0 | [18 empty] | 0 |  | 0 | [24 empty] | 0
9906198 | U MI CIT | LEVEL 4 | IDF 4-304C | 4-338E | ELECTRICAL ROOM | 5 |  | BAS |  |  | BMS |  |  |  | BMS | [19 empty] | FACILITIES | [25 empty] | 0 | [18 empty] | 0 |  | 0 | [24 empty] | 0
9095096 | U MI CIT | LEVEL 4 | IDF 4-304C | 4-338E | ELECTRICAL ROOM | 6 |  | BAS |  |  | BMS |  |  |  | BMS | [19 empty] | FACILITIES | [25 empty] | 0 | [18 empty] | 0 |  | 0 | [24 empty] | 0
7596395 | U MI CIT | LEVEL 4 | IDF 4-304C | 4-338E | ELECTRICAL ROOM | 7 |  | BAS |  |  | BMS |  |  |  | BMS | [19 empty] | FACILITIES | [25 empty] | 0 | [18 empty] | 0 |  | 0 | [24 empty] | 0
5070666 | U MI CIT | LEVEL 4 | IDF 4-304C | 4-340Z | CORRIDOR | 3 |  | WAP |  |  | WAP |  |  |  | WAP SPARE | [19 empty] | HITS-WAP | [25 empty] | 0 | [18 empty] | 0 |  | 0 | [24 empty] | 0
10833808 | U MI CIT | LEVEL 4 | IDF 4-304C | 4-340Z | CORRIDOR | 4 |  | CAM |  |  | SECURITY - CAMERA | [23 empty] | DPSS SECURITY CAMERA | [25 empty] | 0 | [18 empty] | 0 |  | 0 | [24 empty] | 0
9093796 | U MI CIT | LEVEL 4 | IDF 4-304C | 4-344 | OPERATING ROOM | 1 |  | BAS |  |  | BMS |  |  |  | BMS | [19 empty] | FACILITIES |  | OR 16 | [23 empty] | 0 | [18 empty] | 0 |  | 0 | [24 empty] | 0
9093804 | U MI CIT | LEVEL 4 | IDF 4-304C | 4-344 | OPERATING ROOM | 2 |  | BAS |  |  | BMS |  |  |  | BMS | [19 empty] | FACILITIES |  | OR 16 | [23 empty] | 0 | [18 empty] | 0 |  | 0 | [24 empty] | 0
9093764 | U MI CIT | LEVEL 4 | IDF 4-304C | 4-344 | OPERATING ROOM | 18 |  | BAS |  |  | BMS |  |  |  | BMS | [19 empty] | FACILITIES |  | OR 16 | [23 empty] | 0 | [18 empty] | 0 |  | 0 | [24 empty] | 0
9093772 | U MI CIT | LEVEL 4 | IDF 4-304C | 4-344 | OPERATING ROOM | 19 |  | BAS |  |  | BMS |  |  |  | BMS | [19 empty] | FACILITIES |  | OR 16 | [23 empty] | 0 | [18 empty] | 0 |  | 0 | [24 empty] | 0
9093780 | U MI CIT | LEVEL 4 | IDF 4-304C | 4-344 | OPERATING ROOM | 20 |  | BAS |  |  | BMS |  |  |  | BMS | [19 empty] | FACILITIES |  | OR 16 | [23 empty] | 0 | [18 empty] | 0 |  | 0 | [24 empty] | 0
9093788 | U MI CIT | LEVEL 4 | IDF 4-304C | 4-344 | OPERATING ROOM | 21 |  | BAS |  |  | BMS |  |  |  | BMS | [19 empty] | FACILITIES |  | OR 16 | [23 empty] | 0 | [18 empty] | 0 |  | 0 | [24 empty] | 0
5073478 | U MI CIT | LEVEL 4 | IDF 4-304C | 4-344 | OPERATING ROOM | 23 |  | WAP |  |  | WAP |  |  |  | WAP SPARE | [19 empty] | HITS-WAP |  | OR 16 | [23 empty] | 0 | [18 empty] | 0 |  | 0 | [24 empty] | 0
6999531 | U MI CIT | LEVEL 4 | IDF 4-304C | 4-344 | OPERATING ROOM | 29 |  | CAM |  |  | PATIENT CAMERA | [23 empty] | PATIENT CAMERA |  | OR 16 | [23 empty] | 0 | [18 empty] | 0 |  | 0 | [24 empty] | 0
9093716 | U MI CIT | LEVEL 4 | IDF 4-304C | 4-346 | OPERATING ROOM | 1 |  | BAS |  |  | BMS |  |  |  | BMS | [19 empty] | FACILITIES |  | OR 14 | [23 empty] | 0 | [18 empty] | 0 |  | 0 | [24 empty] | 0
9093724 | U MI CIT | LEVEL 4 | IDF 4-304C | 4-346 | OPERATING ROOM | 2 |  | BAS |  |  | BMS |  |  |  | BMS | [19 empty] | FACILITIES |  | OR 14 | [23 empty] | 0 | [18 empty] | 0 |  | 0 | [24 empty] | 0
6999391 | U MI CIT | LEVEL 4 | IDF 4-304C | 4-346 | OPERATING ROOM | 18 |  | CAM |  |  | PATIENT CAMERA | [23 empty] | PATIENT CAMERA |  | OR 14 | [23 empty] | 0 | [18 empty] | 0 |  | 0 | [24 empty] | 0
9093684 | U MI CIT | LEVEL 4 | IDF 4-304C | 4-346 | OPERATING ROOM | 19 |  | BAS |  |  | BMS |  |  |  | BMS | [19 empty] | FACILITIES |  | OR 14 | [23 empty] | 0 | [18 empty] | 0 |  | 0 | [24 empty] | 0
9093692 | U MI CIT | LEVEL 4 | IDF 4-304C | 4-346 | OPERATING ROOM | 20 |  | BAS |  |  | BMS |  |  |  | BMS | [19 empty] | FACILITIES |  | OR 14 | [23 empty] | 0 | [18 empty] | 0 |  | 0 | [24 empty] | 0
9093700 | U MI CIT | LEVEL 4 | IDF 4-304C | 4-346 | OPERATING ROOM | 21 |  | BAS |  |  | BMS |  |  |  | BMS | [19 empty] | FACILITIES |  | OR 14 | [23 empty] | 0 | [18 empty] | 0 |  | 0 | [24 empty] | 0
9093708 | U MI CIT | LEVEL 4 | IDF 4-304C | 4-346 | OPERATING ROOM | 22 |  | BAS |  |  | BMS |  |  |  | BMS | [19 empty] | FACILITIES |  | OR 14 | [23 empty] | 0 | [18 empty] | 0 |  | 0 | [24 empty] | 0
5073446 | U MI CIT | LEVEL 4 | IDF 4-304C | 4-346 | OPERATING ROOM | 24 |  | WAP |  |  | WAP |  |  |  | WAP SPARE | [19 empty] | HITS-WAP |  | OR 14 | [23 empty] | 0 | [18 empty] | 0 |  | 0 | [24 empty] | 0
9093604 | U MI CIT | LEVEL 4 | IDF 4-304C | 4-348 | OPERATING ROOM | 1 |  | BAS |  |  | BMS |  |  |  | BMS | [19 empty] | FACILITIES |  | OR 12 | [23 empty] | 0 | [18 empty] | 0 |  | 0 | [24 empty] | 0
9093612 | U MI CIT | LEVEL 4 | IDF 4-304C | 4-348 | OPERATING ROOM | 2 |  | BAS |  |  | BMS |  |  |  | BMS | [19 empty] | FACILITIES |  | OR 12 | [23 empty] | 0 | [18 empty] | 0 |  | 0 | [24 empty] | 0
9093515 | U MI CIT | LEVEL 4 | IDF 4-304C | 4-348 | OPERATING ROOM | 18 |  | BAS |  |  | BMS |  |  |  | BMS | [19 empty] | FACILITIES |  | OR 12 | [23 empty] | 0 | [18 empty] | 0 |  | 0 | [24 empty] | 0
9093529 | U MI CIT | LEVEL 4 | IDF 4-304C | 4-348 | OPERATING ROOM | 19 |  | BAS |  |  | BMS |  |  |  | BMS | [19 empty] | FACILITIES |  | OR 12 | [23 empty] | 0 | [18 empty] | 0 |  | 0 | [24 empty] | 0
9093543 | U MI CIT | LEVEL 4 | IDF 4-304C | 4-348 | OPERATING ROOM | 20 |  | BAS |  |  | BMS |  |  |  | BMS | [19 empty] | FACILITIES |  | OR 12 | [23 empty] | 0 | [18 empty] | 0 |  | 0 | [24 empty] | 0
9093557 | U MI CIT | LEVEL 4 | IDF 4-304C | 4-348 | OPERATING ROOM | 21 |  | BAS |  |  | BMS |  |  |  | BMS | [19 empty] | FACILITIES |  | OR 12 | [23 empty] | 0 | [18 empty] | 0 |  | 0 | [24 empty] | 0
5073384 | U MI CIT | LEVEL 4 | IDF 4-304C | 4-348 | OPERATING ROOM | 23 |  | WAP |  |  | WAP |  |  |  | WAP SPARE | [19 empty] | HITS-WAP |  | OR 12 | [23 empty] | 0 | [18 empty] | 0 |  | 0 | [24 empty] | 0
6994638 | U MI CIT | LEVEL 4 | IDF 4-304C | 4-348 | OPERATING ROOM | 29 |  | CAM |  |  | PATIENT CAMERA | [23 empty] | PATIENT CAMERA |  | OR 12 | [23 empty] | 0 | [18 empty] | 0 |  | 0 | [24 empty] | 0
5184620 | U MI CIT | LEVEL 4 | IDF 4-304C | 4-350Z | CORRIDOR | 1 |  | CAM |  |  | SECURITY - CAMERA | [23 empty] | DPSS SECURITY CAMERA | [25 empty] | 0 | [18 empty] | 0 |  | 0 | [24 empty] | 0
5070944 | U MI CIT | LEVEL 4 | IDF 4-238C | 4-400Z | CORRIDOR | 1 |  | WAP |  |  | WAP |  |  |  | WAP SPARE | [19 empty] | HITS-WAP | [25 empty] | 0 | [18 empty] | 0 |  | 0 | [24 empty] | 0
5070412 | U MI CIT | LEVEL 4 | IDF 4-304C | 4-403 | TEAM ROOM | 8 |  | WAP |  |  | WAP |  |  |  | WAP SPARE | [19 empty] | HITS-WAP | [25 empty] | 0 |  |  | 1 | [7 empty] | 1 | 1 |  | 2 |  |  |  | 1 | 0 |  | 0 | [24 empty] | 0
7475674 | U MI CIT | LEVEL 4 | IDF 4-304C | 4-403 | TEAM ROOM | 11 |  | BAS |  |  | BMS |  |  |  | BMS | [19 empty] | FACILITIES | [25 empty] | 0 | [18 empty] | 0 |  | 0 | [24 empty] | 0
5070572 | U MI CIT | LEVEL 4 | IDF 4-304C | 4-410Z | CORRIDOR | 3 |  | WAP |  |  | WAP |  |  |  | WAP SPARE | [19 empty] | HITS-WAP | [25 empty] | 0 | [18 empty] | 0 |  | 0 | [24 empty] | 0
5069781 | U MI CIT | LEVEL 4 | IDF 4-304C | 4-410Z | CORRIDOR | 4 |  | WAP |  |  | WAP |  |  |  | WAP SPARE | [19 empty] | HITS-WAP | [25 empty] | 0 | [18 empty] | 0 |  | 0 | [24 empty] | 0
5070499 | U MI CIT | LEVEL 4 | IDF 4-304C | 4-410Z | CORRIDOR | 5 |  | WAP |  |  | WAP |  |  |  | WAP SPARE | [19 empty] | HITS-WAP | [25 empty] | 0 | [18 empty] | 0 |  | 0 | [24 empty] | 0
7473556 | U MI CIT | LEVEL 4 | IDF 4-304C | 4-411 | EQUIPMENT STORAGE | 5 |  | BAS |  |  | BMS |  |  |  | BMS | [19 empty] | FACILITIES | [25 empty] | 0 | [18 empty] | 0 |  | 0 | [24 empty] | 0
5070005 | U MI CIT | LEVEL 4 | IDF 4-304C | 4-419 | WOMENS LOCKER ROOM | 1 |  | WAP |  |  | WAP |  |  |  | WAP SPARE | [19 empty] | HITS-WAP | [25 empty] | 0 | [18 empty] | 0 |  | 0 | [24 empty] | 0
5070071 | U MI CIT | LEVEL 4 | IDF 4-304C | 4-421 | MENS LOCKER ROOM | 3 |  | WAP |  |  | WAP |  |  |  | WAP SPARE | [19 empty] | HITS-WAP | [25 empty] | 0 | [18 empty] | 0 |  | 0 | [24 empty] | 0
11050607 | U MI CIT | LEVEL 4 | IDF 4-304C | 4-423 | STAFF LOUNGE | 5 |  | WAP |  |  | WAP |  |  |  | WAP SPARE | [19 empty] | HITS-WAP | [25 empty] | 0 | [18 empty] | 0 |  | 0 | [24 empty] | 0
5070305 | U MI CIT | LEVEL 4 | IDF 4-304C | 4-431 | CONFERENCE ROOM | 5 |  | WAP |  |  | WAP |  |  |  | WAP SPARE | [19 empty] | HITS-WAP | [25 empty] | 0 | [18 empty] | 0 |  | 0 | [24 empty] | 0
5071043 | U MI CIT | LEVEL 4 | IDF 4-238C | 4-433 | WORKSTATIONS, ANESTHESIA | 4 |  | WAP |  |  | WAP |  |  |  | WAP SPARE | [19 empty] | HITS-WAP | [25 empty] | 0 | [18 empty] | 0 |  | 0 | [24 empty] | 0
5185536 | U MI CIT | LEVEL 4 | IDF 4-238C | 4-500Z | FIRE SERV/PAT. ELEV LOBBY | 2 |  | CAM |  |  | SECURITY - CAMERA | [23 empty] | DPSS SECURITY CAMERA | [25 empty] | 0 | [18 empty] | 0 |  | 0 | [24 empty] | 0
5184665 | U MI CIT | LEVEL 4 | IDF 4-304C | 4-520Z | CORRIDOR | 2 |  | CAM |  |  | SECURITY - CAMERA | [23 empty] | DPSS SECURITY CAMERA | [25 empty] | 0 | [18 empty] | 0 |  | 0 | [24 empty] | 0
5070189 | U MI CIT | LEVEL 4 | IDF 4-304C | 4-520Z | CORRIDOR | 3 |  | WAP |  |  | WAP |  |  |  | WAP SPARE | [19 empty] | HITS-WAP | [25 empty] | 0 | [18 empty] | 0 |  | 0 | [24 empty] | 0
5184680 | U MI CIT | LEVEL 4 | IDF 4-238C | 4-530Z | CORRIDOR | 1 |  | CAM |  |  | SECURITY - CAMERA | [23 empty] | DPSS SECURITY CAMERA | [25 empty] | 0 | [18 empty] | 0 |  | 0 | [24 empty] | 0
6618028 | U MI CIT | LEVEL 4 | IDF 4-122C | 4-PT1 | PNEUMATIC TUBE | 1 |  | PT |  |  | P-TUBE |  |  |  | WIRED SPARE | [19 empty] | P-TUBE | [25 empty] | 0 | [18 empty] | 0 |  | 0 | [24 empty] | 0
5076117 | U MI CIT | LEVEL 5 | IDF 5-304C | 5-000Z | PUBLIC ELEVATOR LOBBY | 1 |  | WAP |  |  | WAP |  |  |  | WAP SPARE | [19 empty] | HITS-WAP | [25 empty] | 0 | [18 empty] | 0 |  | 0 | [24 empty] | 0
5191328 | U MI CIT | LEVEL 5 | IDF 5-304C | 5-000Z | PUBLIC ELEVATOR LOBBY | 2 |  | CAM |  |  | SECURITY - CAMERA | [23 empty] | DPSS SECURITY CAMERA | [25 empty] | 0 | [18 empty] | 0 |  | 0 | [24 empty] | 0
7026566 | U MI CIT | LEVEL 5 | IDF 5-304C | 5-001 | FAMILY LOUNGE | 1 |  | IC |  |  | INTERCOM | [23 empty] | INTERCOM | [25 empty] | 0 | [18 empty] | 0 |  | 0 | [24 empty] | 0
5191709 | U MI CIT | LEVEL 5 | IDF 5-304C | 5-001 | FAMILY LOUNGE | 3 |  | CAM |  |  | SECURITY - CAMERA | [23 empty] | DPSS SECURITY CAMERA | [25 empty] | 0 | [18 empty] | 0 |  | 0 | [24 empty] | 0
5075911 | U MI CIT | LEVEL 5 | IDF 5-304C | 5-001 | FAMILY LOUNGE | 4 |  | WAP |  |  | WAP |  |  |  | WAP SPARE | [19 empty] | HITS-WAP | [25 empty] | 0 | [18 empty] | 0 |  | 0 | [24 empty] | 0
5193495 | U MI CIT | LEVEL 5 | IDF 5-122C | 5-004X | STAIR 3 | 1 |  | CAM |  |  | SECURITY - CAMERA | [23 empty] | DPSS SECURITY CAMERA | [25 empty] | 0 | [18 empty] | 0 |  | 0 | [24 empty] | 0
7026540 | U MI CIT | LEVEL 5 | IDF 5-304C | 5-005X | STAIR 2 | 1 |  | CAM |  |  | SECURITY - CAMERA | [23 empty] | DPSS SECURITY CAMERA | [25 empty] | 0 | [18 empty] | 0 |  | 0 | [24 empty] | 0
5191165 | U MI CIT | LEVEL 5 | IDF 5-304C | 5-006X | STAIR 1 | 1 |  | CAM |  |  | SECURITY - CAMERA | [23 empty] | DPSS SECURITY CAMERA | [25 empty] | 0 | [18 empty] | 0 |  | 0 | [24 empty] | 0
7518905 | U MI CIT | LEVEL 5 | IDF 5-304C | 5-010Z | CORRIDOR | 2 |  | BAS |  |  | BMS |  |  |  | BMS | [19 empty] | FACILITIES | [25 empty] | 0 | [18 empty] | 0 |  | 0 | [24 empty] | 0
5076001 | U MI CIT | LEVEL 5 | IDF 5-304C | 5-010Z-A | CORRIDOR | 2 |  | WAP |  |  | WAP |  |  |  | WAP SPARE | [19 empty] | HITS-WAP | [25 empty] | 0 | [18 empty] | 0 |  | 0 | [24 empty] | 0
7518937 | U MI CIT | LEVEL 5 | IDF 5-122C | 5-101 | ICU PATIENT RM | 12 |  | BAS |  |  | BMS |  |  |  | BMS | [19 empty] | FACILITIES |  | 5-01 | [23 empty] | 0 | [18 empty] | 0 |  | 0 | [24 empty] | 0
7026609 | U MI CIT | LEVEL 5 | IDF 5-122C | 5-101 | ICU PATIENT RM | 15 |  | CAM |  |  | PATIENT CAMERA | [23 empty] | PATIENT CAMERA |  | 5-01 | [23 empty] | 0 | [18 empty] | 0 |  | 0 | [24 empty] | 0
7026555 | U MI CIT | LEVEL 5 | IDF 5-304C | 5-102 | NURSES STATION | 2 |  | IC |  |  | INTERCOM | [23 empty] | INTERCOM | [25 empty] | 0 | [18 empty] | 0 |  | 0 | [24 empty] | 0
5076735 | U MI CIT | LEVEL 5 | IDF 5-304C | 5-102 | NURSES STATION | 11 |  | WAP |  |  | WAP |  |  |  | WAP SPARE | [19 empty] | HITS-WAP | [25 empty] | 0 | [18 empty] | 0 |  | 0 | [24 empty] | 0
5076329 | U MI CIT | LEVEL 5 | IDF 5-122C | 5-103 | ICU PATIENT RM | 11 |  | WAP |  |  | WAP |  |  |  | WAP SPARE | [19 empty] | HITS-WAP |  | 5-02 | [23 empty] | 0 | [18 empty] | 0 |  | 0 | [24 empty] | 0
7026623 | U MI CIT | LEVEL 5 | IDF 5-122C | 5-103 | ICU PATIENT RM | 12 |  | CAM |  |  | PATIENT CAMERA | [23 empty] | PATIENT CAMERA |  | 5-02 | [23 empty] | 0 | [18 empty] | 0 |  | 0 | [24 empty] | 0
7026765 | U MI CIT | LEVEL 5 | IDF 5-122C | 5-105 | ICU PATIENT RM | 13 |  | CAM |  |  | PATIENT CAMERA | [23 empty] | PATIENT CAMERA |  | 5-03 | [23 empty] | 0 | [18 empty] | 0 |  | 0 | [24 empty] | 0
8913360 | U MI CIT | LEVEL 5 | IDF 5-122C | 5-106 | NURSES STATION | 7 |  | BAS |  |  | BMS |  |  |  | BMS | [19 empty] | FACILITIES | [25 empty] | 0 | [18 empty] | 0 |  | 0 | [24 empty] | 0
7026772 | U MI CIT | LEVEL 5 | IDF 5-122C | 5-107 | ICU PATIENT RM | 13 |  | CAM |  |  | PATIENT CAMERA | [23 empty] | PATIENT CAMERA |  | 5-04 | [23 empty] | 0 | [18 empty] | 0 |  | 0 | [24 empty] | 0
7520970 | U MI CIT | LEVEL 5 | IDF 5-122C | 5-108 | CLEAN UTILITY/ LINEN | 3 |  | BAS |  |  | BMS |  |  |  | BMS | [19 empty] | FACILITIES | [25 empty] | 0 | [18 empty] | 0 |  | 0 | [24 empty] | 0
5076389 | U MI CIT | LEVEL 5 | IDF 5-122C | 5-109 | ICU PATIENT RM | 11 |  | WAP |  |  | WAP |  |  |  | WAP SPARE | [19 empty] | HITS-WAP |  | 5-05 | [23 empty] | 0 | [18 empty] | 0 |  | 0 | [24 empty] | 0
7026779 | U MI CIT | LEVEL 5 | IDF 5-122C | 5-109 | ICU PATIENT RM | 13 |  | CAM |  |  | PATIENT CAMERA | [23 empty] | PATIENT CAMERA |  | 5-05 | [23 empty] | 0 | [18 empty] | 0 |  | 0 | [24 empty] | 0
8884709 | U MI CIT | LEVEL 5 | IDF 5-304C | 5-110Z | CORRIDOR | 3 |  | CAM |  |  | SECURITY - CAMERA | [23 empty] | DPSS SECURITY CAMERA | [25 empty] | 0 | [18 empty] | 0 |  | 0 | [24 empty] | 0
5076888 | U MI CIT | LEVEL 5 | IDF 5-122C | 5-110Z | CORRIDOR | 13 |  | WAP |  |  | WAP |  |  |  | WAP SPARE | [19 empty] | HITS-WAP | [25 empty] | 0 | [18 empty] | 0 |  | 0 | [24 empty] | 0
5076591 | U MI CIT | LEVEL 5 | IDF 5-122C | 5-110Z | CORRIDOR | 15 |  | WAP |  |  | WAP |  |  |  | WAP SPARE | [19 empty] | HITS-WAP | [25 empty] | 0 | [18 empty] | 0 |  | 0 | [24 empty] | 0
7026802 | U MI CIT | LEVEL 5 | IDF 5-122C | 5-111 | ICU PATIENT RM | 13 |  | CAM |  |  | PATIENT CAMERA | [23 empty] | PATIENT CAMERA |  | 5-06 | [23 empty] | 0 | [18 empty] | 0 |  | 0 | [24 empty] | 0
7026786 | U MI CIT | LEVEL 5 | IDF 5-122C | 5-113 | ICU PATIENT RM | 13 |  | CAM |  |  | PATIENT CAMERA | [23 empty] | PATIENT CAMERA |  | 5-07 | [23 empty] | 0 | [18 empty] | 0 |  | 0 | [24 empty] | 0
5193983 | U MI CIT | LEVEL 5 | IDF 5-122C | 5-114 | MEDICATION | 6 |  | CAM |  |  | SECURITY - CAMERA | [23 empty] | DPSS SECURITY CAMERA | [25 empty] | 0 | [18 empty] | 0 |  | 0 | [24 empty] | 0
5193998 | U MI CIT | LEVEL 5 | IDF 5-122C | 5-114 | MEDICATION | 7 |  | CAM |  |  | SECURITY - CAMERA | [23 empty] | DPSS SECURITY CAMERA | [25 empty] | 0 | [18 empty] | 0 |  | 0 | [24 empty] | 0
7026793 | U MI CIT | LEVEL 5 | IDF 5-122C | 5-115 | ICU PATIENT RM | 11 |  | CAM |  |  | PATIENT CAMERA | [23 empty] | PATIENT CAMERA |  | 5-08 | [23 empty] | 0 | [18 empty] | 0 |  | 0 | [24 empty] | 0
7028172 | U MI CIT | LEVEL 5 | IDF 5-122C | 5-122C | IDF | 3 |  | CAM |  |  | SECURITY - CAMERA | [23 empty] | DPSS SECURITY CAMERA |  |  | 0 | 2025-02-01 | [21 empty] | 0 | [18 empty] | 0 |  | 0 | [24 empty] | 0
8895884 | U MI CIT | LEVEL 5 | IDF 5-122C | 5-122C | IDF | 4 |  | NP |  |  | NURSE CALL-PANEL |  |  |  | NURSE CALL-PANEL | [19 empty] | HITS - EI |  |  | 0 | 2025-02-01 | [21 empty] | 0 | [18 empty] | 0 |  | 0 | [24 empty] | 0
8895864 | U MI CIT | LEVEL 5 | IDF 5-122C | 5-122C | IDF | 5 |  | SP |  |  | SECURITY - PANEL |  |  |  | SECURITY - PANEL |  |  |  | SECURITY - PANEL | [15 empty] | SECURITY |  |  | 0 | [22 empty] | 0 | [18 empty] | 0 |  | 0 | [24 empty] | 0
7028377 | U MI CIT | LEVEL 5 | IDF 5-122C | 5-122C | IDF | 6 |  | BAS |  |  | BMS |  |  |  | BMS | [19 empty] | FACILITIES |  |  | 0 | 2025-02-01 | [21 empty] | 0 | [18 empty] | 0 |  | 0 | [24 empty] | 0
5076655 | U MI CIT | LEVEL 5 | IDF 5-122C | 5-122C | IDF | 7 |  | WAP |  |  | WAP |  |  |  | WAP SPARE | [19 empty] | HITS-WAP |  |  | 0 | 2025-02-01 | [21 empty] | 0 | [18 empty] | 0 |  | 0 | [24 empty] | 0
8913421 | U MI CIT | LEVEL 5 | IDF 5-122C | 5-124 | SOILED EQUIPMENT HOLDING | 2 |  | BAS |  |  | BMS |  |  |  | BMS | [19 empty] | FACILITIES | [25 empty] | 0 | [18 empty] | 0 |  | 0 | [24 empty] | 0
5077179 | U MI CIT | LEVEL 5 | IDF 5-238C | 5-130Z | CORRIDOR | 1 |  | WAP |  |  | WAP |  |  |  | WAP SPARE | [19 empty] | HITS-WAP | [25 empty] | 0 | [18 empty] | 0 |  | 0 | [24 empty] | 0
5194013 | U MI CIT | LEVEL 5 | IDF 5-122C | 5-138 | LOGISTICS/ DISPOSAL HOLD | 1 |  | CAM |  |  | SECURITY - CAMERA | [23 empty] | DPSS SECURITY CAMERA | [25 empty] | 0 | [18 empty] | 0 |  | 0 | [24 empty] | 0
5077245 | U MI CIT | LEVEL 5 | IDF 5-238C | 5-185Z | AISLE | 1 |  | WAP |  |  | WAP |  |  |  | WAP SPARE | [19 empty] | HITS-WAP | [25 empty] | 0 | [18 empty] | 0 |  | 0 | [24 empty] | 0
7026752 | U MI CIT | LEVEL 5 | IDF 5-122C | 5-201 | ICU PATIENT RM | 11 |  | CAM |  |  | PATIENT CAMERA | [23 empty] | PATIENT CAMERA |  | 5-09 | [23 empty] | 0 | [18 empty] | 0 |  | 0 | [24 empty] | 0
7519001 | U MI CIT | LEVEL 5 | IDF 5-122C | 5-201 | ICU PATIENT RM | 12 |  | BAS |  |  | BMS |  |  |  | BMS | [19 empty] | FACILITIES |  | 5-09 | [23 empty] | 0 | [18 empty] | 0 |  | 0 | [24 empty] | 0
5076477 | U MI CIT | LEVEL 5 | IDF 5-122C | 5-203 | ICU PATIENT RM | 11 |  | WAP |  |  | WAP |  |  |  | WAP SPARE | [19 empty] | HITS-WAP |  | 5-10 | [23 empty] | 0 | [18 empty] | 0 |  | 0 | [24 empty] | 0
7026745 | U MI CIT | LEVEL 5 | IDF 5-122C | 5-203 | ICU PATIENT RM | 12 |  | CAM |  |  | PATIENT CAMERA | [23 empty] | PATIENT CAMERA |  | 5-10 | [23 empty] | 0 | [18 empty] | 0 |  | 0 | [24 empty] | 0
7026738 | U MI CIT | LEVEL 5 | IDF 5-122C | 5-205 | ICU PATIENT RM | 14 |  | CAM |  |  | PATIENT CAMERA | [23 empty] | PATIENT CAMERA |  | 5-11 | [23 empty] | 0 | [18 empty] | 0 |  | 0 | [24 empty] | 0
5078151 | U MI CIT | LEVEL 5 | IDF 5-122C | 5-206A | NURSING WORKROOM | 15 |  | WAP |  |  | WAP |  |  |  | WAP SPARE | [19 empty] | HITS-WAP | [25 empty] | 0 | [18 empty] | 0 |  | 0 | [24 empty] | 0
7026731 | U MI CIT | LEVEL 5 | IDF 5-122C | 5-207 | ICU PATIENT RM | 14 |  | CAM |  |  | PATIENT CAMERA | [23 empty] | PATIENT CAMERA |  | 5-12 | [23 empty] | 0 | [18 empty] | 0 |  | 0 | [24 empty] | 0
5076525 | U MI CIT | LEVEL 5 | IDF 5-122C | 5-208-1 | NURSES STATION-1 | 10 |  | WAP |  |  | WAP |  |  |  | WAP SPARE | [19 empty] | HITS-WAP | [25 empty] | 0 | [18 empty] | 0 |  | 0 | [24 empty] | 0
5193966 | U MI CIT | LEVEL 5 | IDF 5-122C | 5-208-1 | NURSES STATION-1 | 11 |  | CAM |  |  | SECURITY - CAMERA | [23 empty] | DPSS SECURITY CAMERA | [25 empty] | 0 | [18 empty] | 0 |  | 0 | [24 empty] | 0
5076437 | U MI CIT | LEVEL 5 | IDF 5-122C | 5-208-1 | NURSES STATION-1 | 12 |  | WAP |  |  | WAP |  |  |  | WAP SPARE | [19 empty] | HITS-WAP | [25 empty] | 0 | [18 empty] | 0 |  | 0 | [24 empty] | 0
4544854 | U MI CIT | LEVEL 5 | IDF 5-238C | 5-208-3 | NURSES STATION-3 | 1 |  | PT |  |  | P-TUBE |  |  |  | WIRED SPARE | [19 empty] | P-TUBE | [25 empty] | 0 | [18 empty] | 0 |  | 0 | [24 empty] | 0
5078084 | U MI CIT | LEVEL 5 | IDF 5-122C | 5-209 | ICU PATIENT RM | 11 |  | WAP |  |  | WAP |  |  |  | WAP SPARE | [19 empty] | HITS-WAP |  | 5-13 | [23 empty] | 0 | [18 empty] | 0 |  | 0 | [24 empty] | 0
7026724 | U MI CIT | LEVEL 5 | IDF 5-122C | 5-209 | ICU PATIENT RM | 15 |  | CAM |  |  | PATIENT CAMERA | [23 empty] | PATIENT CAMERA |  | 5-13 | [23 empty] | 0 | [18 empty] | 0 |  | 0 | [24 empty] | 0
7520942 | U MI CIT | LEVEL 5 | IDF 5-122C | 5-210Z | CORRIDOR | 1 |  | BAS |  |  | BMS |  |  |  | BMS | [19 empty] | FACILITIES | [25 empty] | 0 | [18 empty] | 0 |  | 0 | [24 empty] | 0
7520952 | U MI CIT | LEVEL 5 | IDF 5-122C | 5-210Z | CORRIDOR | 2 |  | BAS |  |  | BMS |  |  |  | BMS | [19 empty] | FACILITIES | [25 empty] | 0 | [18 empty] | 0 |  | 0 | [24 empty] | 0
7026717 | U MI CIT | LEVEL 5 | IDF 5-122C | 5-211 | ICU PATIENT RM | 13 |  | CAM |  |  | PATIENT CAMERA | [23 empty] | PATIENT CAMERA |  | 5-14 | [23 empty] | 0 | [18 empty] | 0 |  | 0 | [24 empty] | 0
5192804 | U MI CIT | LEVEL 5 | IDF 5-238C | 5-212 | MEDICATION | 6 |  | CAM |  |  | SECURITY - CAMERA | [23 empty] | DPSS SECURITY CAMERA | [25 empty] | 0 | [18 empty] | 0 |  | 0 | [24 empty] | 0
5192789 | U MI CIT | LEVEL 5 | IDF 5-238C | 5-212 | MEDICATION | 7 |  | CAM |  |  | SECURITY - CAMERA | [23 empty] | DPSS SECURITY CAMERA | [25 empty] | 0 | [18 empty] | 0 |  | 0 | [24 empty] | 0
7026709 | U MI CIT | LEVEL 5 | IDF 5-122C | 5-213 | ICU PATIENT RM | 14 |  | CAM |  |  | PATIENT CAMERA | [23 empty] | PATIENT CAMERA |  | 5-15 | [23 empty] | 0 | [18 empty] | 0 |  | 0 | [24 empty] | 0
7519065 | U MI CIT | LEVEL 5 | IDF 5-122C | 5-215 | ICU ISO PATIENT RM | 6 |  | BAS |  |  | BMS |  |  |  | BMS | [19 empty] | FACILITIES |  | 5-16 | [23 empty] | 0 | [18 empty] | 0 |  | 0 | [24 empty] | 0
7026701 | U MI CIT | LEVEL 5 | IDF 5-122C | 5-215 | ICU ISO PATIENT RM | 14 |  | CAM |  |  | PATIENT CAMERA | [23 empty] | PATIENT CAMERA |  | 5-16 | [23 empty] | 0 | [18 empty] | 0 |  | 0 | [24 empty] | 0
5078025 | U MI CIT | LEVEL 5 | IDF 5-122C | 5-215A | ICU ISO ANTE RM | 2 |  | WAP |  |  | WAP |  |  |  | WAP SPARE | [19 empty] | HITS-WAP |  | 5-16A | [23 empty] | 0 | [18 empty] | 0 |  | 0 | [24 empty] | 0
7520644 | U MI CIT | LEVEL 5 | IDF 5-122C | 5-215Z | CORRIDOR | 1 |  | BAS |  |  | BMS |  |  |  | BMS | [19 empty] | FACILITIES | [25 empty] | 0 | [18 empty] | 0 |  | 0 | [24 empty] | 0
5077888 | U MI CIT | LEVEL 5 | IDF 5-122C | 5-217 | CONFERENCE ROOM (SAFE) | 5 |  | WAP |  |  | WAP |  |  |  | WAP SPARE | [19 empty] | HITS-WAP | [25 empty] | 0 | [18 empty] | 0 |  | 0 | [24 empty] | 0
7026684 | U MI CIT | LEVEL 5 | IDF 5-238C | 5-219 | ICU PATIENT RM | 8 |  | CAM |  |  | PATIENT CAMERA | [23 empty] | PATIENT CAMERA |  | 5-17 | [23 empty] | 0 | [18 empty] | 0 |  | 0 | [24 empty] | 0
5078227 | U MI CIT | LEVEL 5 | IDF 5-122C | 5-220Z | CORRIDOR | 6 |  | WAP |  |  | WAP |  |  |  | WAP SPARE | [19 empty] | HITS-WAP | [25 empty] | 0 | [18 empty] | 0 |  | 0 | [24 empty] | 0
7027367 | U MI CIT | LEVEL 5 | IDF 5-122C | 5-220Z | CORRIDOR | 7 |  | CAM |  |  | SECURITY - CAMERA | [23 empty] | DPSS SECURITY CAMERA | [25 empty] | 0 | [18 empty] | 0 |  | 0 | [24 empty] | 0
7520824 | U MI CIT | LEVEL 5 | IDF 5-122C | 5-220Z | CORRIDOR | 8 |  | BAS |  |  | BMS |  |  |  | BMS | [19 empty] | FACILITIES | [25 empty] | 0 | [18 empty] | 0 |  | 0 | [24 empty] | 0
7026677 | U MI CIT | LEVEL 5 | IDF 5-238C | 5-221 | ICU PATIENT RM | 8 |  | CAM |  |  | PATIENT CAMERA | [23 empty] | PATIENT CAMERA |  | 5-18 | [23 empty] | 0 | [18 empty] | 0 |  | 0 | [24 empty] | 0
5077799 | U MI CIT | LEVEL 5 | IDF 5-238C | 5-221 | ICU PATIENT RM | 12 |  | WAP |  |  | WAP |  |  |  | WAP SPARE | [19 empty] | HITS-WAP |  | 5-18 | [23 empty] | 0 | [18 empty] | 0 |  | 0 | [24 empty] | 0
7026670 | U MI CIT | LEVEL 5 | IDF 5-238C | 5-223 | ICU PATIENT RM | 8 |  | CAM |  |  | PATIENT CAMERA | [23 empty] | PATIENT CAMERA |  | 5-19 | [23 empty] | 0 | [18 empty] | 0 |  | 0 | [24 empty] | 0
7026663 | U MI CIT | LEVEL 5 | IDF 5-238C | 5-225 | ICU PATIENT RM | 8 |  | CAM |  |  | PATIENT CAMERA | [23 empty] | PATIENT CAMERA |  | 5-20 | [23 empty] | 0 | [18 empty] | 0 |  | 0 | [24 empty] | 0
7519780 | U MI CIT | LEVEL 5 | IDF 5-238C | 5-226 | NURSES STATION | 5 |  | BAS |  |  | BMS |  |  |  | BMS | [19 empty] | FACILITIES | [25 empty] | 0 | [18 empty] | 0 |  | 0 | [24 empty] | 0
7026655 | U MI CIT | LEVEL 5 | IDF 5-238C | 5-227 | ICU PATIENT RM | 8 |  | CAM |  |  | PATIENT CAMERA | [23 empty] | PATIENT CAMERA |  | 5-21 | [23 empty] | 0 | [18 empty] | 0 |  | 0 | [24 empty] | 0
5077720 | U MI CIT | LEVEL 5 | IDF 5-238C | 5-227 | ICU PATIENT RM | 12 |  | WAP |  |  | WAP |  |  |  | WAP SPARE | [19 empty] | HITS-WAP |  | 5-21 | [23 empty] | 0 | [18 empty] | 0 |  | 0 | [24 empty] | 0
7519726 | U MI CIT | LEVEL 5 | IDF 5-238C | 5-228A | OFFICE, INTENSIVIST (5) | 6 |  | BAS |  |  | BMS |  |  |  | BMS | [19 empty] | FACILITIES | [25 empty] | 0 | [18 empty] | 0 |  | 0 | [24 empty] | 0
7519560 | U MI CIT | LEVEL 5 | IDF 5-238C | 5-228B | EDUCATOR NOW | 2 |  | BAS |  |  | BMS |  |  |  | BMS | [19 empty] | FACILITIES | [25 empty] | 0 | [18 empty] | 0 |  | 0 | [24 empty] | 0
7519472 | U MI CIT | LEVEL 5 | IDF 5-238C | 5-228F | Soc Work Care Mgr NOW | 4 |  | BAS |  |  | BMS |  |  |  | BMS | [19 empty] | FACILITIES | [25 empty] | 0 | [18 empty] | 0 |  | 0 | [24 empty] | 0
7026647 | U MI CIT | LEVEL 5 | IDF 5-238C | 5-229 | ICU PATIENT RM | 8 |  | CAM |  |  | PATIENT CAMERA | [23 empty] | PATIENT CAMERA |  | 5-22 | [23 empty] | 0 | [18 empty] | 0 |  | 0 | [24 empty] | 0
5077654 | U MI CIT | LEVEL 5 | IDF 5-238C | 5-230Z | CORRIDOR | 2 |  | WAP |  |  | WAP |  |  |  | WAP SPARE | [19 empty] | HITS-WAP | [25 empty] | 0 | [18 empty] | 0 |  | 0 | [24 empty] | 0
7027321 | U MI CIT | LEVEL 5 | IDF 5-238C | 5-230Z | CORRIDOR | 4 |  | CAM |  |  | SECURITY - CAMERA | [23 empty] | DPSS SECURITY CAMERA | [25 empty] | 0 | [18 empty] | 0 |  | 0 | [24 empty] | 0
7026639 | U MI CIT | LEVEL 5 | IDF 5-238C | 5-231 | ICU PATIENT RM | 8 |  | CAM |  |  | PATIENT CAMERA | [23 empty] | PATIENT CAMERA |  | 5-23 | [23 empty] | 0 | [18 empty] | 0 |  | 0 | [24 empty] | 0
7519534 | U MI CIT | LEVEL 5 | IDF 5-238C | 5-232 | STAFF LOUNGE | 4 |  | BAS |  |  | BMS |  |  |  | BMS | [19 empty] | FACILITIES | [25 empty] | 0 | [18 empty] | 0 |  | 0 | [24 empty] | 0
5077677 | U MI CIT | LEVEL 5 | IDF 5-238C | 5-233 | ICU ISO PATIENT RM | 11 |  | WAP |  |  | WAP |  |  |  | WAP SPARE | [19 empty] | HITS-WAP |  | 5-24 | [23 empty] | 0 | [18 empty] | 0 |  | 0 | [24 empty] | 0
7026631 | U MI CIT | LEVEL 5 | IDF 5-238C | 5-233 | ICU ISO PATIENT RM | 12 |  | CAM |  |  | PATIENT CAMERA | [23 empty] | PATIENT CAMERA |  | 5-24 | [23 empty] | 0 | [18 empty] | 0 |  | 0 | [24 empty] | 0
7519121 | U MI CIT | LEVEL 5 | IDF 5-238C | 5-233A | ICU ISO ANTE RM | 1 |  | BAS |  |  | BMS |  |  |  | BMS | [19 empty] | FACILITIES |  | 5-24A | [23 empty] | 0 | [18 empty] | 0 |  | 0 | [24 empty] | 0
7519986 | U MI CIT | LEVEL 5 | IDF 5-238C | 5-236 | STAFF LOCKERS | 1 |  | BAS |  |  | BMS |  |  |  | BMS | [19 empty] | FACILITIES | [25 empty] | 0 | [18 empty] | 0 |  | 0 | [24 empty] | 0
7028544 | U MI CIT | LEVEL 5 | IDF 5-238C | 5-238C | IDF | 1 |  | CAM |  |  | SECURITY - CAMERA | [23 empty] | DPSS SECURITY CAMERA |  |  | 0 | 2025-02-01 | [21 empty] | 0 | [18 empty] | 0 |  | 0 | [24 empty] | 0
7028736 | U MI CIT | LEVEL 5 | IDF 5-238C | 5-238C | IDF | 2 |  | BAS |  |  | BMS |  |  |  | BMS | [19 empty] | FACILITIES |  |  | 0 | 2025-02-01 | [21 empty] | 0 | [18 empty] | 0 |  | 0 | [24 empty] | 0
9248651 | U MI CIT | LEVEL 5 | IDF 5-238C | 5-238C | IDF | 3 |  | SP |  |  | SECURITY - PANEL |  |  |  | SECURITY - PANEL |  |  |  | SECURITY - PANEL | [15 empty] | SECURITY |  |  | 0 | [22 empty] | 0 | [18 empty] | 0 |  | 0 | [24 empty] | 0
9248728 | U MI CIT | LEVEL 5 | IDF 5-238C | 5-238C | IDF | 4 |  | NP |  |  | NURSE CALL-PANEL |  |  |  | NURSE CALL-PANEL | [19 empty] | HITS - EI |  |  | 0 | 2025-02-01 | [21 empty] | 0 | [18 empty] | 0 |  | 0 | [24 empty] | 0
5077446 | U MI CIT | LEVEL 5 | IDF 5-122C | 5-240Z | CORRIDOR | 3 |  | WAP |  |  | WAP |  |  |  | WAP SPARE | [19 empty] | HITS-WAP | [25 empty] | 0 | [18 empty] | 0 |  | 0 | [24 empty] | 0
7520228 | U MI CIT | LEVEL 5 | IDF 5-122C | 5-240Z | CORRIDOR | 4 |  | BAS |  |  | BMS |  |  |  | BMS | [19 empty] | FACILITIES | [25 empty] | 0 | [18 empty] | 0 |  | 0 | [24 empty] | 0
7521264 | U MI CIT | LEVEL 5 | IDF 5-238C | 5-240Z | CORRIDOR | 7 |  | BAS |  |  | BMS |  |  |  | BMS | [19 empty] | FACILITIES | [25 empty] | 0 | [18 empty] | 0 |  | 0 | [24 empty] | 0
5077523 | U MI CIT | LEVEL 5 | IDF 5-238C | 5-241 | ARREST CART | 2 |  | WAP |  |  | WAP |  |  |  | WAP SPARE | [19 empty] | HITS-WAP | [25 empty] | 0 | [18 empty] | 0 |  | 0 | [24 empty] | 0
8564460 | U MI CIT | LEVEL 5 | IDF 5-238C | 5-244 | ON CALL | 3 |  | BAS |  |  | BMS |  |  |  | BMS | [19 empty] | FACILITIES | [25 empty] | 0 | [18 empty] | 0 |  | 0 | [24 empty] | 0
7596443 | U MI CIT | LEVEL 5 | IDF 5-122C | 5-244E | ELECTRICAL ROOM | 1 |  | BAS |  |  | BMS |  |  |  | BMS | [19 empty] | FACILITIES | [25 empty] | 0 | [18 empty] | 0 |  | 0 | [24 empty] | 0
9096135 | U MI CIT | LEVEL 5 | IDF 5-122C | 5-244E | ELECTRICAL ROOM | 2 |  | BAS |  |  | BMS |  |  |  | BMS | [19 empty] | FACILITIES | [25 empty] | 0 | [18 empty] | 0 |  | 0 | [24 empty] | 0
9096031 | U MI CIT | LEVEL 5 | IDF 5-122C | 5-244E | ELECTRICAL ROOM | 3 |  | BAS |  |  | BMS |  |  |  | BMS | [19 empty] | FACILITIES | [25 empty] | 0 | [18 empty] | 0 |  | 0 | [24 empty] | 0
9096095 | U MI CIT | LEVEL 5 | IDF 5-122C | 5-244E | ELECTRICAL ROOM | 4 |  | BAS |  |  | BMS |  |  |  | BMS | [19 empty] | FACILITIES | [25 empty] | 0 | [18 empty] | 0 |  | 0 | [24 empty] | 0
9096171 | U MI CIT | LEVEL 5 | IDF 5-122C | 5-244E | ELECTRICAL ROOM | 5 |  | BAS |  |  | BMS |  |  |  | BMS | [19 empty] | FACILITIES | [25 empty] | 0 | [18 empty] | 0 |  | 0 | [24 empty] | 0
9096213 | U MI CIT | LEVEL 5 | IDF 5-122C | 5-244E | ELECTRICAL ROOM | 6 |  | BAS |  |  | BMS |  |  |  | BMS | [19 empty] | FACILITIES | [25 empty] | 0 | [18 empty] | 0 |  | 0 | [24 empty] | 0
7520100 | U MI CIT | LEVEL 5 | IDF 5-238C | 5-248 | STAFF LACTATION | 1 |  | BAS |  |  | BMS |  |  |  | BMS | [19 empty] | FACILITIES | [25 empty] | 0 | [18 empty] | 0 |  | 0 | [24 empty] | 0
7519812 | U MI CIT | LEVEL 5 | IDF 5-238C | 5-250Z | AISLE | 1 |  | BAS |  |  | BMS |  |  |  | BMS | [19 empty] | FACILITIES | [25 empty] | 0 | [18 empty] | 0 |  | 0 | [24 empty] | 0
7519872 | U MI CIT | LEVEL 5 | IDF 5-238C | 5-250Z | AISLE | 2 |  | BAS |  |  | BMS |  |  |  | BMS | [19 empty] | FACILITIES | [25 empty] | 0 | [18 empty] | 0 |  | 0 | [24 empty] | 0
7519290 | U MI CIT | LEVEL 5 | IDF 5-238C | 5-260Z | CORRIDOR | 3 |  | BAS |  |  | BMS |  |  |  | BMS | [19 empty] | FACILITIES | [25 empty] | 0 | [18 empty] | 0 |  | 0 | [24 empty] | 0
5191090 | U MI CIT | LEVEL 5 | IDF 5-304C | 5-300Z | CORRIDOR | 1 |  | CAM |  |  | SECURITY - CAMERA | [23 empty] | DPSS SECURITY CAMERA | [25 empty] | 0 | [18 empty] | 0 |  | 0 | [24 empty] | 0
7518865 | U MI CIT | LEVEL 5 | IDF 5-304C | 5-301M | MECHANICAL ROOM | 1 |  | BAS |  |  | BMS |  |  |  | BMS | [19 empty] | FACILITIES | [25 empty] | 0 | [18 empty] | 0 |  | 0 | [24 empty] | 0
7519238 | U MI CIT | LEVEL 5 | IDF 5-304C | 5-301M | MECHANICAL ROOM | 3 |  | BAS |  |  | BMS |  |  |  | BMS | [19 empty] | FACILITIES | [25 empty] | 0 | [18 empty] | 0 |  | 0 | [24 empty] | 0
7519222 | U MI CIT | LEVEL 5 | IDF 5-304C | 5-301M | MECHANICAL ROOM | 4 |  | BAS |  |  | BMS |  |  |  | BMS | [19 empty] | FACILITIES | [25 empty] | 0 | [18 empty] | 0 |  | 0 | [24 empty] | 0
8490624 | U MI CIT | LEVEL 5 | IDF 5-304C | 5-301M | MECHANICAL ROOM | 5 |  | WAP |  |  | WAP |  |  |  | WAP SPARE | [19 empty] | HITS-WAP | [25 empty] | 0 | [18 empty] | 0 |  | 0 | [24 empty] | 0
7519129 | U MI CIT | LEVEL 5 | IDF 5-304C | 5-301M | MECHANICAL ROOM | 6 |  | BAS |  |  | BMS |  |  |  | BMS | [19 empty] | FACILITIES | [25 empty] | 0 | [18 empty] | 0 |  | 0 | [24 empty] | 0
5074587 | U MI CIT | LEVEL 5 | IDF 5-304C | 5-301M | MECHANICAL ROOM | 8 |  | WAP |  |  | WAP |  |  |  | WAP SPARE | [19 empty] | HITS-WAP | [25 empty] | 0 | [18 empty] | 0 |  | 0 | [24 empty] | 0
5074327 | U MI CIT | LEVEL 5 | IDF 5-304C | 5-301M | MECHANICAL ROOM | 10 |  | WAP |  |  | WAP |  |  |  | WAP SPARE | [19 empty] | HITS-WAP | [25 empty] | 0 | [18 empty] | 0 |  | 0 | [24 empty] | 0
5074266 | U MI CIT | LEVEL 5 | IDF 5-304C | 5-301M | MECHANICAL ROOM | 12 |  | WAP |  |  | WAP |  |  |  | WAP SPARE | [19 empty] | HITS-WAP | [25 empty] | 0 | [18 empty] | 0 |  | 0 | [24 empty] | 0
5074369 | U MI CIT | LEVEL 5 | IDF 5-304C | 5-301M | MECHANICAL ROOM | 13 |  | WAP |  |  | WAP |  |  |  | WAP SPARE | [19 empty] | HITS-WAP | [25 empty] | 0 | [18 empty] | 0 |  | 0 | [24 empty] | 0
7519137 | U MI CIT | LEVEL 5 | IDF 5-304C | 5-301M | MECHANICAL ROOM | 14 |  | BAS |  |  | BMS |  |  |  | BMS | [19 empty] | FACILITIES | [25 empty] | 0 | [18 empty] | 0 |  | 0 | [24 empty] | 0
5074411 | U MI CIT | LEVEL 5 | IDF 5-304C | 5-301M | MECHANICAL ROOM | 15 |  | WAP |  |  | WAP |  |  |  | WAP SPARE | [19 empty] | HITS-WAP | [25 empty] | 0 | [18 empty] | 0 |  | 0 | [24 empty] | 0
7519145 | U MI CIT | LEVEL 5 | IDF 5-304C | 5-301M | MECHANICAL ROOM | 16 |  | BAS |  |  | BMS |  |  |  | BMS | [19 empty] | FACILITIES | [25 empty] | 0 | [18 empty] | 0 |  | 0 | [24 empty] | 0
7519153 | U MI CIT | LEVEL 5 | IDF 5-304C | 5-301M | MECHANICAL ROOM | 17 |  | BAS |  |  | BMS |  |  |  | BMS | [19 empty] | FACILITIES | [25 empty] | 0 | [18 empty] | 0 |  | 0 | [24 empty] | 0
7519161 | U MI CIT | LEVEL 5 | IDF 5-304C | 5-301M | MECHANICAL ROOM | 18 |  | BAS |  |  | BMS |  |  |  | BMS | [19 empty] | FACILITIES | [25 empty] | 0 | [18 empty] | 0 |  | 0 | [24 empty] | 0
5074459 | U MI CIT | LEVEL 5 | IDF 5-304C | 5-301M | MECHANICAL ROOM | 19 |  | WAP |  |  | WAP |  |  |  | WAP SPARE | [19 empty] | HITS-WAP | [25 empty] | 0 | [18 empty] | 0 |  | 0 | [24 empty] | 0
7519169 | U MI CIT | LEVEL 5 | IDF 5-304C | 5-301M | MECHANICAL ROOM | 20 |  | BAS |  |  | BMS |  |  |  | BMS | [19 empty] | FACILITIES | [25 empty] | 0 | [18 empty] | 0 |  | 0 | [24 empty] | 0
7519177 | U MI CIT | LEVEL 5 | IDF 5-304C | 5-301M | MECHANICAL ROOM | 21 |  | BAS |  |  | BMS |  |  |  | BMS | [19 empty] | FACILITIES | [25 empty] | 0 | [18 empty] | 0 |  | 0 | [24 empty] | 0
7519185 | U MI CIT | LEVEL 5 | IDF 5-304C | 5-301M | MECHANICAL ROOM | 22 |  | BAS |  |  | BMS |  |  |  | BMS | [19 empty] | FACILITIES | [25 empty] | 0 | [18 empty] | 0 |  | 0 | [24 empty] | 0
7519193 | U MI CIT | LEVEL 5 | IDF 5-304C | 5-301M | MECHANICAL ROOM | 23 |  | BAS |  |  | BMS |  |  |  | BMS | [19 empty] | FACILITIES | [25 empty] | 0 | [18 empty] | 0 |  | 0 | [24 empty] | 0
5074537 | U MI CIT | LEVEL 5 | IDF 5-304C | 5-301M | MECHANICAL ROOM | 24 |  | WAP |  |  | WAP |  |  |  | WAP SPARE | [19 empty] | HITS-WAP | [25 empty] | 0 | [18 empty] | 0 |  | 0 | [24 empty] | 0
8910943 | U MI CIT | LEVEL 5 | IDF 5-304C | 5-301M | MECHANICAL ROOM | 25 |  | BAS |  |  | BMS |  |  |  | BMS | [19 empty] | FACILITIES | [25 empty] | 0 | [18 empty] | 0 |  | 0 | [24 empty] | 0
8910959 | U MI CIT | LEVEL 5 | IDF 5-304C | 5-301M | MECHANICAL ROOM | 26 |  | BAS |  |  | BMS |  |  |  | BMS | [19 empty] | FACILITIES | [25 empty] | 0 | [18 empty] | 0 |  | 0 | [24 empty] | 0
8911504 | U MI CIT | LEVEL 5 | IDF 5-304C | 5-301M | MECHANICAL ROOM | 27 |  | BAS |  |  | BMS |  |  |  | BMS | [19 empty] | FACILITIES | [25 empty] | 0 | [18 empty] | 0 |  | 0 | [24 empty] | 0
9095946 | U MI CIT | LEVEL 5 | IDF 5-304C | 5-301M | MECHANICAL ROOM | 28 |  | BAS |  |  | BMS |  |  |  | BMS | [19 empty] | FACILITIES | [25 empty] | 0 | [18 empty] | 0 |  | 0 | [24 empty] | 0
8489861 | U MI CIT | LEVEL 5 | IDF 5-304C | 5-301M | MECHANICAL ROOM | 29 |  | WAP |  |  | WAP |  |  |  | WAP SPARE | [19 empty] | HITS-WAP | [25 empty] | 0 | [18 empty] | 0 |  | 0 | [24 empty] | 0
7026532 | U MI CIT | LEVEL 5 | IDF 5-304C | 5-304C | IDF | 2 |  | BAS |  |  | BMS |  |  |  | BMS | [19 empty] | FACILITIES |  |  | 0 | 2025-02-01 | [21 empty] | 0 | [18 empty] | 0 |  | 0 | [24 empty] | 0
8895673 | U MI CIT | LEVEL 5 | IDF 5-304C | 5-304C | IDF | 3 |  | SP |  |  | SECURITY - PANEL |  |  |  | SECURITY - PANEL |  |  |  | SECURITY - PANEL | [15 empty] | SECURITY |  |  | 0 | [22 empty] | 0 | [18 empty] | 0 |  | 0 | [24 empty] | 0
8895707 | U MI CIT | LEVEL 5 | IDF 5-304C | 5-304C | IDF | 4 |  | NP |  |  | NURSE CALL-PANEL |  |  |  | NURSE CALL-PANEL | [19 empty] | HITS - EI |  |  | 0 | 2025-02-01 | [21 empty] | 0 | [18 empty] | 0 |  | 0 | [24 empty] | 0
7026523 | U MI CIT | LEVEL 5 | IDF 5-304C | 5-304C | IDF | 5 |  | CAM |  |  | SECURITY - CAMERA | [23 empty] | DPSS SECURITY CAMERA |  |  | 0 | 2025-02-01 | [21 empty] | 0 | [18 empty] | 0 |  | 0 | [24 empty] | 0
7518616 | U MI CIT | LEVEL 5 | IDF 5-304C | 5-304C | IDF | 6 |  | BAS |  |  | BMS |  |  |  | BMS | [19 empty] | FACILITIES |  |  | 0 | 2025-02-01 | [21 empty] | 0 | [18 empty] | 0 |  | 0 | [24 empty] | 0
5190426 | U MI CIT | LEVEL 5 | IDF 5-304C | 5-305 | VESTIBULE | 1 |  | CAM |  |  | SECURITY - CAMERA | [23 empty] | DPSS SECURITY CAMERA | [25 empty] | 0 | [18 empty] | 0 |  | 0 | [24 empty] | 0
7596433 | U MI CIT | LEVEL 5 | IDF 5-304C | 5-338E | ELECTRICAL ROOM | 2 |  | BAS |  |  | BMS |  |  |  | BMS | [19 empty] | FACILITIES | [25 empty] | 0 | [18 empty] | 0 |  | 0 | [24 empty] | 0
9095505 | U MI CIT | LEVEL 5 | IDF 5-304C | 5-338E | ELECTRICAL ROOM | 3 |  | BAS |  |  | BMS |  |  |  | BMS | [19 empty] | FACILITIES | [25 empty] | 0 | [18 empty] | 0 |  | 0 | [24 empty] | 0
9095554 | U MI CIT | LEVEL 5 | IDF 5-304C | 5-338E | ELECTRICAL ROOM | 5 |  | BAS |  |  | BMS |  |  |  | BMS | [19 empty] | FACILITIES | [25 empty] | 0 | [18 empty] | 0 |  | 0 | [24 empty] | 0
9095579 | U MI CIT | LEVEL 5 | IDF 5-304C | 5-338E | ELECTRICAL ROOM | 6 |  | BAS |  |  | BMS |  |  |  | BMS | [19 empty] | FACILITIES | [25 empty] | 0 | [18 empty] | 0 |  | 0 | [24 empty] | 0
9095613 | U MI CIT | LEVEL 5 | IDF 5-304C | 5-338E | ELECTRICAL ROOM | 7 |  | BAS |  |  | BMS |  |  |  | BMS | [19 empty] | FACILITIES | [25 empty] | 0 | [18 empty] | 0 |  | 0 | [24 empty] | 0
9095645 | U MI CIT | LEVEL 5 | IDF 5-304C | 5-338E | ELECTRICAL ROOM | 8 |  | BAS |  |  | BMS |  |  |  | BMS | [19 empty] | FACILITIES | [25 empty] | 0 | [18 empty] | 0 |  | 0 | [24 empty] | 0
6741503 | U MI CIT | LEVEL 5 | IDF 5-304C | 5-400Z | CORRIDOR | 1 |  | CAM |  |  | SECURITY - CAMERA | [23 empty] | DPSS SECURITY CAMERA | [25 empty] | 0 | [18 empty] | 0 |  | 0 | [24 empty] | 0
5074837 | U MI CIT | LEVEL 5 | IDF 5-304C | 5-400Z | CORRIDOR | 2 |  | WAP |  |  | WAP |  |  |  | WAP SPARE | [19 empty] | HITS-WAP | [25 empty] | 0 | [18 empty] | 0 |  | 0 | [24 empty] | 0
5074928 | U MI CIT | LEVEL 5 | IDF 5-304C | 5-401 | VESTIBULE | 4 |  | WAP |  |  | WAP |  |  |  | WAP SPARE | [19 empty] | HITS-WAP | [25 empty] | 0 | [18 empty] | 0 |  | 0 | [24 empty] | 0
7518608 | U MI CIT | LEVEL 5 | IDF 5-304C | 5-403 | SOILED ELEVATOR VESTIBULE | 2 |  | BAS |  |  | BMS |  |  |  | BMS | [19 empty] | FACILITIES | [25 empty] | 0 | [18 empty] | 0 |  | 0 | [24 empty] | 0
5075416 | U MI CIT | LEVEL 5 | IDF 5-304C | 5-405 | CSPD DECONTAM | 25 |  | WAP |  |  | WAP |  |  |  | WAP SPARE | [19 empty] | HITS-WAP | [25 empty] | 0 | [18 empty] | 0 |  | 0 | [24 empty] | 0
5192079 | U MI CIT | LEVEL 5 | IDF 5-304C | 5-405 | CSPD DECONTAM | 26 |  | CAM |  |  | SECURITY - CAMERA | [23 empty] | DPSS SECURITY CAMERA | [25 empty] | 0 | [18 empty] | 0 |  | 0 | [24 empty] | 0
5190787 | U MI CIT | LEVEL 5 | IDF 5-304C | 5-405 | CSPD DECONTAM | 27 |  | CAM |  |  | SECURITY - CAMERA | [23 empty] | DPSS SECURITY CAMERA | [25 empty] | 0 | [18 empty] | 0 |  | 0 | [24 empty] | 0
5075376 | U MI CIT | LEVEL 5 | IDF 5-304C | 5-405 | CSPD DECONTAM | 28 |  | WAP |  |  | WAP |  |  |  | WAP SPARE | [19 empty] | HITS-WAP | [25 empty] | 0 | [18 empty] | 0 |  | 0 | [24 empty] | 0
5075545 | U MI CIT | LEVEL 5 | IDF 5-304C | 5-406 | OFFICE, CSPD SUPERVISOR | 7 |  | WAP |  |  | WAP |  |  |  | WAP SPARE | [19 empty] | HITS-WAP | [25 empty] | 0 | [18 empty] | 0 |  | 0 | [24 empty] | 0
5191785 | U MI CIT | LEVEL 5 | IDF 5-304C | 5-407 | CSPD CLEAN | 37 |  | CAM |  |  | SECURITY - CAMERA | [23 empty] | DPSS SECURITY CAMERA | [25 empty] | 0 | [18 empty] | 0 |  | 0 | [24 empty] | 0
7518881 | U MI CIT | LEVEL 5 | IDF 5-304C | 5-407 | CSPD CLEAN | 38 |  | BAS |  |  | BMS |  |  |  | BMS | [19 empty] | FACILITIES | [25 empty] | 0 | [18 empty] | 0 |  | 0 | [24 empty] | 0
5075761 | U MI CIT | LEVEL 5 | IDF 5-304C | 5-407 | CSPD CLEAN | 39 |  | WAP |  |  | WAP |  |  |  | WAP SPARE | [19 empty] | HITS-WAP | [25 empty] | 0 | [18 empty] | 0 |  | 0 | [24 empty] | 0
5075641 | U MI CIT | LEVEL 5 | IDF 5-304C | 5-407 | CSPD CLEAN | 40 |  | WAP |  |  | WAP |  |  |  | WAP SPARE | [19 empty] | HITS-WAP | [25 empty] | 0 | [18 empty] | 0 |  | 0 | [24 empty] | 0
5075452 | U MI CIT | LEVEL 5 | IDF 5-304C | 5-407 | CSPD CLEAN | 41 |  | WAP |  |  | WAP |  |  |  | WAP SPARE | [19 empty] | HITS-WAP | [25 empty] | 0 | [18 empty] | 0 |  | 0 | [24 empty] | 0
5075058 | U MI CIT | LEVEL 5 | IDF 5-304C | 5-407 | CSPD CLEAN | 42 |  | WAP |  |  | WAP |  |  |  | WAP SPARE | [19 empty] | HITS-WAP | [25 empty] | 0 | [18 empty] | 0 |  | 0 | [24 empty] | 0
7518576 | U MI CIT | LEVEL 5 | IDF 5-304C | 5-408 | CLEAN ELEVATOR VESTIBULE | 1 |  | BAS |  |  | BMS |  |  |  | BMS | [19 empty] | FACILITIES | [25 empty] | 0 | [18 empty] | 0 |  | 0 | [24 empty] | 0
5191024 | U MI CIT | LEVEL 5 | IDF 5-304C | 5-410Z | CORRIDOR | 1 |  | CAM |  |  | SECURITY - CAMERA | [23 empty] | DPSS SECURITY CAMERA | [25 empty] | 0 | [18 empty] | 0 |  | 0 | [24 empty] | 0
5074972 | U MI CIT | LEVEL 5 | IDF 5-304C | 5-420 | TEAM WORKROOM (SAFE) | 4 |  | WAP |  |  | WAP |  |  |  | WAP SPARE | [19 empty] | HITS-WAP | [25 empty] | 0 | [18 empty] | 0 |  | 0 | [24 empty] | 0
7518624 | U MI CIT | LEVEL 5 | IDF 5-304C | 5-420 | TEAM WORKROOM (SAFE) | 5 |  | BAS |  |  | BMS |  |  |  | BMS | [19 empty] | FACILITIES | [25 empty] | 0 | [18 empty] | 0 |  | 0 | [24 empty] | 0
5075286 | U MI CIT | LEVEL 5 | IDF 5-304C | 5-420Z | CORRIDOR | 2 |  | WAP |  |  | WAP |  |  |  | WAP SPARE | [19 empty] | HITS-WAP | [25 empty] | 0 | [18 empty] | 0 |  | 0 | [24 empty] | 0
7220429 | U MI CIT | LEVEL 5 | IDF 5-304C | 5-438 | PNEUMATIC TUBE | 3 |  | PT |  |  | P-TUBE |  |  |  | WIRED SPARE | [19 empty] | P-TUBE | [25 empty] | 0 | [18 empty] | 0 |  | 0 | [24 empty] | 0
5191270 | U MI CIT | LEVEL 5 | IDF 5-304C | 5-500Z | FIRE SERV/ PAT. ELEV LOBBY | 2 |  | CAM |  |  | SECURITY - CAMERA | [23 empty] | DPSS SECURITY CAMERA | [25 empty] | 0 | [18 empty] | 0 |  | 0 | [24 empty] | 0
5076045 | U MI CIT | LEVEL 5 | IDF 5-304C | 5-530Z | CORRIDOR | 1 |  | WAP |  |  | WAP |  |  |  | WAP SPARE | [19 empty] | HITS-WAP | [25 empty] | 0 | [18 empty] | 0 |  | 0 | [24 empty] | 0
5197846 | U MI CIT | LEVEL 6 | IDF 6-304C | 6-000Z | PUBLIC ELEVATOR LOBBY | 1 |  | CAM |  |  | SECURITY - CAMERA | [23 empty] | DPSS SECURITY CAMERA | [25 empty] | 0 | [18 empty] | 0 |  | 0 | [24 empty] | 0
5079471 | U MI CIT | LEVEL 6 | IDF 6-122C | 6-001 | WAITING | 2 |  | WAP |  |  | WAP |  |  |  | WAP SPARE | [19 empty] | HITS-WAP | [25 empty] | 0 | [18 empty] | 0 |  | 0 | [24 empty] | 0
5199455 | U MI CIT | LEVEL 6 | IDF 6-122C | 6-001 | WAITING | 4 |  | CAM |  |  | SECURITY - CAMERA | [23 empty] | DPSS SECURITY CAMERA | [25 empty] | 0 | [18 empty] | 0 |  | 0 | [24 empty] | 0
5079528 | U MI CIT | LEVEL 6 | IDF 6-122C | 6-001 | WAITING | 5 |  | WAP |  |  | WAP |  |  |  | WAP SPARE | [19 empty] | HITS-WAP | [25 empty] | 0 | [18 empty] | 0 |  | 0 | [24 empty] | 0
7048907 | U MI CIT | LEVEL 6 | IDF 6-122C | 6-001D | CONSULT (Compass Station) | 3 |  | CAM |  |  | SECURITY - CAMERA | [23 empty] | DPSS SECURITY CAMERA | [25 empty] | 0 | [18 empty] | 0 |  | 0 | [24 empty] | 0
5201972 | U MI CIT | LEVEL 6 | IDF 6-122C | 6-001F | NOURISH | 2 |  | CAM |  |  | SECURITY - CAMERA | [23 empty] | DPSS SECURITY CAMERA | [25 empty] | 0 | [18 empty] | 0 |  | 0 | [24 empty] | 0
7049344 | U MI CIT | LEVEL 6 | IDF 6-122C | 6-004X | STAIR 3 | 1 |  | CAM |  |  | SECURITY - CAMERA | [23 empty] | DPSS SECURITY CAMERA | [25 empty] | 0 | [18 empty] | 0 |  | 0 | [24 empty] | 0
7046508 | U MI CIT | LEVEL 6 | IDF 6-304C | 6-005X | STAIR 2 | 1 |  | CAM |  |  | SECURITY - CAMERA | [23 empty] | DPSS SECURITY CAMERA | [25 empty] | 0 | [18 empty] | 0 |  | 0 | [24 empty] | 0
5197778 | U MI CIT | LEVEL 6 | IDF 6-304C | 6-006X | STAIR 1 | 1 |  | CAM |  |  | SECURITY - CAMERA | [23 empty] | DPSS SECURITY CAMERA | [25 empty] | 0 | [18 empty] | 0 |  | 0 | [24 empty] | 0
5080349 | U MI CIT | LEVEL 6 | IDF 6-122C | 6-010Z | CORRIDOR | 2 |  | WAP |  |  | WAP |  |  |  | WAP SPARE | [19 empty] | HITS-WAP | [25 empty] | 0 | [18 empty] | 0 |  | 0 | [24 empty] | 0
4829248 | U MI CIT | LEVEL 6 | IDF 6-304C | 6-041 | PTUBE | 1 |  | PT |  |  | P-TUBE |  |  |  | WIRED SPARE | [19 empty] | P-TUBE | [25 empty] | 0 | [18 empty] | 0 |  | 0 | [24 empty] | 0
5201625 | U MI CIT | LEVEL 6 | IDF 6-122C | 6-100Z | SERVICE ELEVATOR CORRIDOR | 2 |  | CAM |  |  | SECURITY - CAMERA | [23 empty] | DPSS SECURITY CAMERA | [25 empty] | 0 | [18 empty] | 0 |  | 0 | [24 empty] | 0
8916077 | U MI CIT | LEVEL 6 | IDF 6-122C | 6-101 | ANESTHESIOLOGY WORKROOM | 3 |  | BAS |  |  | BMS |  |  |  | BMS | [19 empty] | FACILITIES | [25 empty] | 0 | [18 empty] | 0 |  | 0 | [24 empty] | 0
5079656 | U MI CIT | LEVEL 6 | IDF 6-122C | 6-101 | ANESTHESIOLOGY WORKROOM | 4 |  | WAP |  |  | WAP |  |  |  | WAP SPARE | [19 empty] | HITS-WAP | [25 empty] | 0 | [18 empty] | 0 |  | 0 | [24 empty] | 0
5079543 | U MI CIT | LEVEL 6 | IDF 6-122C | 6-101 | ANESTHESIOLOGY WORKROOM | 6 |  | WAP |  |  | WAP |  |  |  | WAP SPARE | [19 empty] | HITS-WAP | [25 empty] | 0 | [18 empty] | 0 |  | 0 | [24 empty] | 0
5079831 | U MI CIT | LEVEL 6 | IDF 6-122C | 6-112A | TEAM ROOM | 2 |  | WAP |  |  | WAP |  |  |  | WAP SPARE | [19 empty] | HITS-WAP | [25 empty] | 0 | [18 empty] | 0 |  | 0 | [24 empty] | 0
5079908 | U MI CIT | LEVEL 6 | IDF 6-122C | 6-114 | INTRAOPERATIVE MONITORING | 14 |  | WAP |  |  | WAP |  |  |  | WAP SPARE | [19 empty] | HITS-WAP | [25 empty] | 0 | [18 empty] | 0 |  | 0 | [24 empty] | 0
7536747 | U MI CIT | LEVEL 6 | IDF 6-122C | 6-114 | INTRAOPERATIVE MONITORING | 15 |  | BAS |  |  | BMS |  |  |  | BMS | [19 empty] | FACILITIES | [25 empty] | 0 | [18 empty] | 0 |  | 0 | [24 empty] | 0
5080148 | U MI CIT | LEVEL 6 | IDF 6-122C | 6-115Z | CORRIDOR | 1 |  | WAP |  |  | WAP |  |  |  | WAP SPARE | [19 empty] | HITS-WAP | [25 empty] | 0 | [18 empty] | 0 |  | 0 | [24 empty] | 0
7049756 | U MI CIT | LEVEL 6 | IDF 6-122C | 6-122C | IDF | 3 |  | CAM |  |  | SECURITY - CAMERA | [23 empty] | DPSS SECURITY CAMERA |  |  | 0 | 2025-02-01 | [21 empty] | 0 | [18 empty] | 0 |  | 0 | [24 empty] | 0
7031982 | U MI CIT | LEVEL 6 | IDF 6-122C | 6-122C | IDF | 4 |  | BAS |  |  | BMS |  |  |  | BMS | [19 empty] | FACILITIES |  |  | 0 | 2025-02-01 | [21 empty] | 0 | [18 empty] | 0 |  | 0 | [24 empty] | 0
8896178 | U MI CIT | LEVEL 6 | IDF 6-122C | 6-122C | IDF | 5 |  | SP |  |  | SECURITY - PANEL |  |  |  | SECURITY - PANEL |  |  |  | SECURITY - PANEL | [15 empty] | SECURITY |  |  | 0 | [22 empty] | 0 | [18 empty] | 0 |  | 0 | [24 empty] | 0
8896198 | U MI CIT | LEVEL 6 | IDF 6-122C | 6-122C | IDF | 6 |  | NP |  |  | NURSE CALL-PANEL |  |  |  | NURSE CALL-PANEL | [19 empty] | HITS - EI |  |  | 0 | 2025-02-01 | [21 empty] | 0 | [18 empty] | 0 |  | 0 | [24 empty] | 0
5080025 | U MI CIT | LEVEL 6 | IDF 6-122C | 6-124 | OFFICE | 5 |  | WAP |  |  | WAP |  |  |  | WAP SPARE | [19 empty] | HITS-WAP | [25 empty] | 0 | [18 empty] | 0 |  | 0 | [24 empty] | 0
5081005 | U MI CIT | LEVEL 6 | IDF 6-238C | 6-130Z | CORRIDOR | 1 |  | WAP |  |  | WAP |  |  |  | WAP SPARE | [19 empty] | HITS-WAP | [25 empty] | 0 | [18 empty] | 0 |  | 0 | [24 empty] | 0
5200929 | U MI CIT | LEVEL 6 | IDF 6-122C | 6-200Z | CORRIDOR | 3 |  | CAM |  |  | SECURITY - CAMERA | [23 empty] | DPSS SECURITY CAMERA | [25 empty] | 0 | [18 empty] | 0 |  | 0 | [24 empty] | 0
7536894 | U MI CIT | LEVEL 6 | IDF 6-122C | 6-200Z | CORRIDOR | 4 |  | BAS |  |  | BMS |  |  |  | BMS | [19 empty] | FACILITIES | [25 empty] | 0 | [18 empty] | 0 |  | 0 | [24 empty] | 0
5082970 | U MI CIT | LEVEL 6 | IDF 6-122C | 6-200Z | CORRIDOR | 5 |  | WAP |  |  | WAP |  |  |  | WAP SPARE | [19 empty] | HITS-WAP | [25 empty] | 0 | [18 empty] | 0 |  | 0 | [24 empty] | 0
5201825 | U MI CIT | LEVEL 6 | IDF 6-122C | 6-200Z | CORRIDOR | 6 |  | CAM |  |  | SECURITY - CAMERA | [23 empty] | DPSS SECURITY CAMERA | [25 empty] | 0 | [18 empty] | 0 |  | 0 | [24 empty] | 0
5079699 | U MI CIT | LEVEL 6 | IDF 6-122C | 6-203 | PHYSICIAN LOUNGE | 6 |  | WAP |  |  | WAP |  |  |  | WAP SPARE | [19 empty] | HITS-WAP | [25 empty] | 0 | [10 empty] | 2 | 2 |  |  | 2 |  |  | 2 | 0 |  | 0 | [24 empty] | 0
5079740 | U MI CIT | LEVEL 6 | IDF 6-122C | 6-205 | STAFF LOUNGE | 7 |  | WAP |  |  | WAP |  |  |  | WAP SPARE | [19 empty] | HITS-WAP | [25 empty] | 0 | [18 empty] | 0 |  | 0 | [24 empty] | 0
5082071 | U MI CIT | LEVEL 6 | IDF 6-122C | 6-211 | PHARMACY | 34 |  | WAP |  |  | WAP |  |  |  | WAP SPARE | [19 empty] | HITS-WAP | [25 empty] | 0 | [18 empty] | 0 |  | 0 | [24 empty] | 0
5200882 | U MI CIT | LEVEL 6 | IDF 6-122C | 6-211 | PHARMACY | 35 |  | CAM |  |  | SECURITY - CAMERA | [23 empty] | DPSS SECURITY CAMERA | [25 empty] | 0 | [18 empty] | 0 |  | 0 | [24 empty] | 0
5082114 | U MI CIT | LEVEL 6 | IDF 6-122C | 6-211 | PHARMACY | 36 |  | WAP |  |  | WAP |  |  |  | WAP SPARE | [19 empty] | HITS-WAP | [25 empty] | 0 | [18 empty] | 0 |  | 0 | [24 empty] | 0
5200906 | U MI CIT | LEVEL 6 | IDF 6-122C | 6-211 | PHARMACY | 37 |  | CAM |  |  | SECURITY - CAMERA | [23 empty] | DPSS SECURITY CAMERA | [25 empty] | 0 | [18 empty] | 0 |  | 0 | [24 empty] | 0
5200910 | U MI CIT | LEVEL 6 | IDF 6-122C | 6-211 | PHARMACY | 38 |  | CAM |  |  | SECURITY - CAMERA | [23 empty] | DPSS SECURITY CAMERA | [25 empty] | 0 | [18 empty] | 0 |  | 0 | [24 empty] | 0
5082213 | U MI CIT | LEVEL 6 | IDF 6-122C | 6-211 | PHARMACY | 39 |  | WAP |  |  | WAP |  |  |  | WAP SPARE | [19 empty] | HITS-WAP | [25 empty] | 0 | [18 empty] | 0 |  | 0 | [24 empty] | 0
5200938 | U MI CIT | LEVEL 6 | IDF 6-122C | 6-211 | PHARMACY | 41 |  | CAM |  |  | SECURITY - CAMERA | [23 empty] | DPSS SECURITY CAMERA | [25 empty] | 0 | [18 empty] | 0 |  | 0 | [24 empty] | 0
7220534 | U MI CIT | LEVEL 6 | IDF 6-122C | 6-211-A | PTUBE | 1 |  | PT |  |  | P-TUBE |  |  |  | WIRED SPARE | [19 empty] | P-TUBE | [25 empty] | 0 | [18 empty] | 0 |  | 0 | [24 empty] | 0
7536962 | U MI CIT | LEVEL 6 | IDF 6-122C | 6-211D | ANTE RM | 2 |  | BAS |  |  | BMS |  |  |  | BMS | [19 empty] | FACILITIES | [25 empty] | 0 | [18 empty] | 0 |  | 0 | [24 empty] | 0
7536977 | U MI CIT | LEVEL 6 | IDF 6-122C | 6-211D | ANTE RM | 3 |  | BAS |  |  | BMS |  |  |  | BMS | [19 empty] | FACILITIES | [25 empty] | 0 | [18 empty] | 0 |  | 0 | [24 empty] | 0
7048548 | U MI CIT | LEVEL 6 | IDF 6-122C | 6-211F | IV ADMIXTURE NON-HAZARDOUS COMPOUNDING ROOM | 1 |  | CAM |  |  | SECURITY - CAMERA | [23 empty] | DPSS SECURITY CAMERA | [25 empty] | 0 | [18 empty] | 0 |  | 0 | [24 empty] | 0
5082865 | U MI CIT | LEVEL 6 | IDF 6-238C | 6-212 | EQUIPMENT STORAGE | 4 |  | WAP |  |  | WAP |  |  |  | WAP SPARE | [19 empty] | HITS-WAP | [25 empty] | 0 | [18 empty] | 0 |  | 0 | [24 empty] | 0
9098705 | U MI CIT | LEVEL 6 | IDF 6-122C | 6-217 | NEURO IR (BI-PLANE) | 3 |  | BAS |  |  | BMS |  |  |  | BMS | [19 empty] | FACILITIES |  | Neuro IR 10 | [23 empty] | 0 | [18 empty] | 0 |  | 0 | [24 empty] | 0
5082313 | U MI CIT | LEVEL 6 | IDF 6-122C | 6-217 | NEURO IR (BI-PLANE) | 22 |  | WAP |  |  | WAP |  |  |  | WAP SPARE | [19 empty] | HITS-WAP |  | Neuro IR 10 | [23 empty] | 0 | [18 empty] | 0 |  | 0 | [24 empty] | 0
9098823 | U MI CIT | LEVEL 6 | IDF 6-122C | 6-217 | NEURO IR (BI-PLANE) | 28 |  | BAS |  |  | BMS |  |  |  | BMS | [19 empty] | FACILITIES |  | Neuro IR 10 | [23 empty] | 0 | [18 empty] | 0 |  | 0 | [24 empty] | 0
9098815 | U MI CIT | LEVEL 6 | IDF 6-122C | 6-217 | NEURO IR (BI-PLANE) | 29 |  | BAS |  |  | BMS |  |  |  | BMS | [19 empty] | FACILITIES |  | Neuro IR 10 | [23 empty] | 0 | [18 empty] | 0 |  | 0 | [24 empty] | 0
9098689 | U MI CIT | LEVEL 6 | IDF 6-122C | 6-217 | NEURO IR (BI-PLANE) | 31 |  | BAS |  |  | BMS |  |  |  | BMS | [19 empty] | FACILITIES |  | Neuro IR 10 | [23 empty] | 0 | [18 empty] | 0 |  | 0 | [24 empty] | 0
9098697 | U MI CIT | LEVEL 6 | IDF 6-122C | 6-217 | NEURO IR (BI-PLANE) | 32 |  | BAS |  |  | BMS |  |  |  | BMS | [19 empty] | FACILITIES |  | Neuro IR 10 | [23 empty] | 0 | [18 empty] | 0 |  | 0 | [24 empty] | 0
9098681 | U MI CIT | LEVEL 6 | IDF 6-122C | 6-217 | NEURO IR (BI-PLANE) | 33 |  | BAS |  |  | BMS |  |  |  | BMS | [19 empty] | FACILITIES |  | Neuro IR 10 | [23 empty] | 0 | [18 empty] | 0 |  | 0 | [24 empty] | 0
5081998 | U MI CIT | LEVEL 6 | IDF 6-122C | 6-219 | NIR INVENTORY STORAGE | 8 |  | WAP |  |  | WAP |  |  |  | WAP SPARE | [19 empty] | HITS-WAP | [25 empty] | 0 | [18 empty] | 0 |  | 0 | [24 empty] | 0
5082606 | U MI CIT | LEVEL 6 | IDF 6-238C | 6-220Z | CORRIDOR | 1 |  | WAP |  |  | WAP |  |  |  | WAP SPARE | [19 empty] | HITS-WAP | [25 empty] | 0 | [18 empty] | 0 |  | 0 | [24 empty] | 0
5082260 | U MI CIT | LEVEL 6 | IDF 6-122C | 6-220Z | CORRIDOR | 2 |  | WAP |  |  | WAP |  |  |  | WAP SPARE | [19 empty] | HITS-WAP | [25 empty] | 0 | [18 empty] | 0 |  | 0 | [24 empty] | 0
5200914 | U MI CIT | LEVEL 6 | IDF 6-122C | 6-220Z | CORRIDOR | 3 |  | CAM |  |  | SECURITY - CAMERA | [23 empty] | DPSS SECURITY CAMERA | [25 empty] | 0 | [18 empty] | 0 |  | 0 | [24 empty] | 0
5082499 | U MI CIT | LEVEL 6 | IDF 6-122C | 6-223 | NEURO IR (CT/BI-PLANE) | 27 |  | WAP |  |  | WAP |  |  |  | WAP SPARE | [19 empty] | HITS-WAP |  | Neuro IR 9 | [23 empty] | 0 | [18 empty] | 0 |  | 0 | [24 empty] | 0
9098359 | U MI CIT | LEVEL 6 | IDF 6-122C | 6-223 | NEURO IR (CT/BI-PLANE) | 28 |  | BAS |  |  | BMS |  |  |  | BMS | [19 empty] | FACILITIES |  | Neuro IR 9 | [23 empty] | 0 | [18 empty] | 0 |  | 0 | [24 empty] | 0
9098211 | U MI CIT | LEVEL 6 | IDF 6-122C | 6-223 | NEURO IR (CT/BI-PLANE) | 30 |  | BAS |  |  | BMS |  |  |  | BMS | [19 empty] | FACILITIES |  | Neuro IR 9 | [23 empty] | 0 | [18 empty] | 0 |  | 0 | [24 empty] | 0
10522980 | U MI CIT | LEVEL 6 | IDF 6-122C | 6-223 | NEURO IR (CT/BI-PLANE) | 31 |  | CAM |  |  | PATIENT CAMERA | [23 empty] | PATIENT CAMERA |  | Neuro IR 9 | [23 empty] | 0 | [18 empty] | 0 |  | 0 | [24 empty] | 0
9098401 | U MI CIT | LEVEL 6 | IDF 6-122C | 6-223 | NEURO IR (CT/BI-PLANE) | 33 |  | BAS |  |  | BMS |  |  |  | BMS | [19 empty] | FACILITIES |  | Neuro IR 9 | [23 empty] | 0 | [18 empty] | 0 |  | 0 | [24 empty] | 0
9098515 | U MI CIT | LEVEL 6 | IDF 6-122C | 6-223 | NEURO IR (CT/BI-PLANE) | 34 |  | BAS |  |  | BMS |  |  |  | BMS | [19 empty] | FACILITIES |  | Neuro IR 9 | [23 empty] | 0 | [18 empty] | 0 |  | 0 | [24 empty] | 0
9098549 | U MI CIT | LEVEL 6 | IDF 6-122C | 6-223 | NEURO IR (CT/BI-PLANE) | 35 |  | BAS |  |  | BMS |  |  |  | BMS | [19 empty] | FACILITIES |  | Neuro IR 9 | [23 empty] | 0 | [18 empty] | 0 |  | 0 | [24 empty] | 0
9098569 | U MI CIT | LEVEL 6 | IDF 6-122C | 6-223 | NEURO IR (CT/BI-PLANE) | 36 |  | BAS |  |  | BMS |  |  |  | BMS | [19 empty] | FACILITIES |  | Neuro IR 9 | [23 empty] | 0 | [18 empty] | 0 |  | 0 | [24 empty] | 0
5082372 | U MI CIT | LEVEL 6 | IDF 6-122C | 6-223A | NIR CONTROL | 11 |  | WAP |  |  | WAP |  |  |  | WAP SPARE | [19 empty] | HITS-WAP | [25 empty] | 0 | [18 empty] | 0 |  | 0 | [24 empty] | 0
7049562 | U MI CIT | LEVEL 6 | IDF 6-238C | 6-238C | IDF | 1 |  | CAM |  |  | SECURITY - CAMERA | [23 empty] | DPSS SECURITY CAMERA |  |  | 0 | 2025-02-01 | [21 empty] | 0 | [18 empty] | 0 |  | 0 | [24 empty] | 0
9257429 | U MI CIT | LEVEL 6 | IDF 6-238C | 6-238C | IDF | 2 |  | NP |  |  | NURSE CALL-PANEL |  |  |  | NURSE CALL-PANEL | [19 empty] | HITS - EI |  |  | 0 | 2025-02-01 | [21 empty] | 0 | [18 empty] | 0 |  | 0 | [24 empty] | 0
9257383 | U MI CIT | LEVEL 6 | IDF 6-238C | 6-238C | IDF | 3 |  | SP |  |  | SECURITY - PANEL |  |  |  | SECURITY - PANEL |  |  |  | SECURITY - PANEL | [15 empty] | SECURITY |  |  | 0 | [22 empty] | 0 | [18 empty] | 0 |  | 0 | [24 empty] | 0
7032253 | U MI CIT | LEVEL 6 | IDF 6-238C | 6-238C | IDF | 4 |  | BAS |  |  | BMS |  |  |  | BMS | [19 empty] | FACILITIES |  |  | 0 | 2025-02-01 | [21 empty] | 0 | [18 empty] | 0 |  | 0 | [24 empty] | 0
7596479 | U MI CIT | LEVEL 6 | IDF 6-238C | 6-244E | ELECTRICAL ROOM | 1 |  | BAS |  |  | BMS |  |  |  | BMS | [19 empty] | FACILITIES | [25 empty] | 0 | [18 empty] | 0 |  | 0 | [24 empty] | 0
9099031 | U MI CIT | LEVEL 6 | IDF 6-238C | 6-244E | ELECTRICAL ROOM | 3 |  | BAS |  |  | BMS |  |  |  | BMS | [19 empty] | FACILITIES | [25 empty] | 0 | [18 empty] | 0 |  | 0 | [24 empty] | 0
9098983 | U MI CIT | LEVEL 6 | IDF 6-238C | 6-244E | ELECTRICAL ROOM | 4 |  | BAS |  |  | BMS |  |  |  | BMS | [19 empty] | FACILITIES | [25 empty] | 0 | [18 empty] | 0 |  | 0 | [24 empty] | 0
9098923 | U MI CIT | LEVEL 6 | IDF 6-238C | 6-244E | ELECTRICAL ROOM | 5 |  | BAS |  |  | BMS |  |  |  | BMS | [19 empty] | FACILITIES | [25 empty] | 0 | [18 empty] | 0 |  | 0 | [24 empty] | 0
9098867 | U MI CIT | LEVEL 6 | IDF 6-238C | 6-244E | ELECTRICAL ROOM | 6 |  | BAS |  |  | BMS |  |  |  | BMS | [19 empty] | FACILITIES | [25 empty] | 0 | [18 empty] | 0 |  | 0 | [24 empty] | 0
9099077 | U MI CIT | LEVEL 6 | IDF 6-238C | 6-244E | ELECTRICAL ROOM | 7 |  | BAS |  |  | BMS |  |  |  | BMS | [19 empty] | FACILITIES | [25 empty] | 0 | [18 empty] | 0 |  | 0 | [24 empty] | 0
9099139 | U MI CIT | LEVEL 6 | IDF 6-238C | 6-244E | ELECTRICAL ROOM | 8 |  | BAS |  |  | BMS |  |  |  | BMS | [19 empty] | FACILITIES | [25 empty] | 0 | [18 empty] | 0 |  | 0 | [24 empty] | 0
9099171 | U MI CIT | LEVEL 6 | IDF 6-238C | 6-244E | ELECTRICAL ROOM | 9 |  | BAS |  |  | BMS |  |  |  | BMS | [19 empty] | FACILITIES | [25 empty] | 0 | [18 empty] | 0 |  | 0 | [24 empty] | 0
7032369 | U MI CIT | LEVEL 6 | IDF 6-304C | 6-304C | IDF | 1 |  | BAS |  |  | BMS |  |  |  | BMS | [19 empty] | FACILITIES |  |  | 0 | 2025-02-01 | [21 empty] | 0 | [18 empty] | 0 |  | 0 | [24 empty] | 0
8896021 | U MI CIT | LEVEL 6 | IDF 6-304C | 6-304C | IDF | 2 |  | SP |  |  | SECURITY - PANEL |  |  |  | SECURITY - PANEL |  |  |  | SECURITY - PANEL | [15 empty] | SECURITY |  |  | 0 | [22 empty] | 0 | [18 empty] | 0 |  | 0 | [24 empty] | 0
8896041 | U MI CIT | LEVEL 6 | IDF 6-304C | 6-304C | IDF | 3 |  | NP |  |  | NURSE CALL-PANEL |  |  |  | NURSE CALL-PANEL | [19 empty] | HITS - EI |  |  | 0 | 2025-02-01 | [21 empty] | 0 | [18 empty] | 0 |  | 0 | [24 empty] | 0
7045493 | U MI CIT | LEVEL 6 | IDF 6-304C | 6-304C | IDF | 4 |  | CAM |  |  | SECURITY - CAMERA | [23 empty] | DPSS SECURITY CAMERA |  |  | 0 | 2025-02-01 | [21 empty] | 0 | [18 empty] | 0 |  | 0 | [24 empty] | 0
7534455 | U MI CIT | LEVEL 6 | IDF 6-304C | 6-304C | IDF | 6 |  | BAS |  |  | BMS |  |  |  | BMS | [19 empty] | FACILITIES |  |  | 0 | 2025-02-01 | [21 empty] | 0 | [18 empty] | 0 |  | 0 | [24 empty] | 0
5080799 | U MI CIT | LEVEL 6 | IDF 6-304C | 6-304C | IDF | 7 |  | WAP |  |  | WAP |  |  |  | WAP SPARE | [19 empty] | HITS-WAP |  |  | 0 | 2025-02-01 | [21 empty] | 0 | [18 empty] | 0 |  | 0 | [24 empty] | 0
10875598 | U MI CIT | LEVEL 6 | IDF 6-304C | 6-306-1 | OR FRONT DESK-1 | 7 |  | CAM |  |  | SECURITY - CAMERA | [23 empty] | DPSS SECURITY CAMERA | [25 empty] | 0 | [18 empty] | 0 |  | 0 | [24 empty] | 0
5081099 | U MI CIT | LEVEL 6 | IDF 6-238C | 6-310Z | CORRIDOR | 1 |  | WAP |  |  | WAP |  |  |  | WAP SPARE | [19 empty] | HITS-WAP | [25 empty] | 0 | [18 empty] | 0 |  | 0 | [24 empty] | 0
5082669 | U MI CIT | LEVEL 6 | IDF 6-238C | 6-311 | ANESTHESIA WORKROOM | 15 |  | WAP |  |  | WAP |  |  |  | WAP SPARE | [19 empty] | HITS-WAP | [25 empty] | 0 | [18 empty] | 0 |  | 0 | [24 empty] | 0
8914380 | U MI CIT | LEVEL 6 | IDF 6-238C | 6-314 | STERILE CORE | 23 |  | BAS |  |  | BMS |  |  |  | BMS | [19 empty] | FACILITIES | [25 empty] | 0 | [18 empty] | 0 |  | 0 | [24 empty] | 0
5081291 | U MI CIT | LEVEL 6 | IDF 6-238C | 6-314 | STERILE CORE | 26 |  | WAP |  |  | WAP |  |  |  | WAP SPARE | [19 empty] | HITS-WAP | [25 empty] | 0 | [18 empty] | 0 |  | 0 | [24 empty] | 0
5081181 | U MI CIT | LEVEL 6 | IDF 6-238C | 6-314 | STERILE CORE | 27 |  | WAP |  |  | WAP |  |  |  | WAP SPARE | [19 empty] | HITS-WAP | [25 empty] | 0 | [18 empty] | 0 |  | 0 | [24 empty] | 0
5196898 | U MI CIT | LEVEL 6 | IDF 6-238C | 6-314 | STERILE CORE | 28 |  | CAM |  |  | SECURITY - CAMERA | [23 empty] | DPSS SECURITY CAMERA | [25 empty] | 0 | [18 empty] | 0 |  | 0 | [24 empty] | 0
5081589 | U MI CIT | LEVEL 6 | IDF 6-238C | 6-314 | STERILE CORE | 29 |  | WAP |  |  | WAP |  |  |  | WAP SPARE | [19 empty] | HITS-WAP | [25 empty] | 0 | [18 empty] | 0 |  | 0 | [24 empty] | 0
5081539 | U MI CIT | LEVEL 6 | IDF 6-238C | 6-314 | STERILE CORE | 30 |  | WAP |  |  | WAP |  |  |  | WAP SPARE | [19 empty] | HITS-WAP | [25 empty] | 0 | [18 empty] | 0 |  | 0 | [24 empty] | 0
5078867 | U MI CIT | LEVEL 6 | IDF 6-304C | 6-315 | MR/OR ENTRY | 2 |  | WAP |  |  | WAP |  |  |  | WAP SPARE | [19 empty] | HITS-WAP | [25 empty] | 0 | [18 empty] | 0 |  | 0 | [24 empty] | 0
11045253 | U MI CIT | LEVEL 6 | IDF 6-304C | 6-315A | OPERATING ROOM, MR HYBRID | 1 |  | CAM-L |  |  | PATIENT CAMERA | [23 empty] | PATIENT CAMERA |  | MR/OR 1 | [23 empty] | 0 | [18 empty] | 0 |  | 0 | [24 empty] | 0
10545393 | U MI CIT | LEVEL 6 | IDF 6-304C | 6-315A | OPERATING ROOM, MR HYBRID | 2 |  | CAM-L |  |  | PATIENT CAMERA | [23 empty] | PATIENT CAMERA |  | MR/OR 1 | [23 empty] | 0 | [18 empty] | 0 |  | 0 | [24 empty] | 0
10536218 | U MI CIT | LEVEL 6 | IDF 6-304C | 6-315A | OPERATING ROOM, MR HYBRID | 5 |  | WAP-L |  |  | WAP |  |  |  | WAP SPARE | [19 empty] | HITS-WAP |  | MR/OR 1 | [23 empty] | 0 | [18 empty] | 0 |  | 0 | [24 empty] | 0
10546548 | U MI CIT | LEVEL 6 | IDF 6-304C | 6-315A | OPERATING ROOM, MR HYBRID | 14 |  | BAS-L |  |  | BMS |  |  |  | BMS | [19 empty] | FACILITIES |  | MR/OR 1 | [23 empty] | 0 | [18 empty] | 0 |  | 0 | [24 empty] | 0
10546663 | U MI CIT | LEVEL 6 | IDF 6-304C | 6-315A | OPERATING ROOM, MR HYBRID | 15 |  | BAS-L |  |  | BMS |  |  |  | BMS | [19 empty] | FACILITIES |  | MR/OR 1 | [23 empty] | 0 | [18 empty] | 0 |  | 0 | [24 empty] | 0
10546785 | U MI CIT | LEVEL 6 | IDF 6-304C | 6-315A | OPERATING ROOM, MR HYBRID | 16 |  | BAS-L |  |  | BMS |  |  |  | BMS | [19 empty] | FACILITIES |  | MR/OR 1 | [23 empty] | 0 | [18 empty] | 0 |  | 0 | [24 empty] | 0
10546885 | U MI CIT | LEVEL 6 | IDF 6-304C | 6-315A | OPERATING ROOM, MR HYBRID | 17 |  | BAS-L |  |  | BMS |  |  |  | BMS | [19 empty] | FACILITIES |  | MR/OR 1 | [23 empty] | 0 | [18 empty] | 0 |  | 0 | [24 empty] | 0
10547111 | U MI CIT | LEVEL 6 | IDF 6-304C | 6-315A | OPERATING ROOM, MR HYBRID | 18 |  | BAS-L |  |  | BMS |  |  |  | BMS | [19 empty] | FACILITIES |  | MR/OR 1 | [23 empty] | 0 | [18 empty] | 0 |  | 0 | [24 empty] | 0
10547213 | U MI CIT | LEVEL 6 | IDF 6-304C | 6-315A | OPERATING ROOM, MR HYBRID | 19 |  | BAS-L |  |  | BMS |  |  |  | BMS | [19 empty] | FACILITIES |  | MR/OR 1 | [23 empty] | 0 | [18 empty] | 0 |  | 0 | [24 empty] | 0
11045659 | U MI CIT | LEVEL 6 | IDF 6-304C | 6-315F | MRI ROOM | 2 |  | CAM-L |  |  | PATIENT CAMERA | [23 empty] | PATIENT CAMERA | [25 empty] | 0 | [18 empty] | 0 |  | 0 | [24 empty] | 0
5078301 | U MI CIT | LEVEL 6 | IDF 6-304C | 6-315F | MRI ROOM | 3 |  | WAP-L |  |  | WAP |  |  |  | WAP SPARE | [19 empty] | HITS-WAP | [25 empty] | 0 | [18 empty] | 0 |  | 0 | [24 empty] | 0
5078816 | U MI CIT | LEVEL 6 | IDF 6-304C | 6-315H | CODE ROOM | 7 |  | WAP |  |  | WAP |  |  |  | WAP SPARE | [19 empty] | HITS-WAP | [25 empty] | 0 | [18 empty] | 0 |  | 0 | [24 empty] | 0
9097388 | U MI CIT | LEVEL 6 | IDF 6-304C | 6-316 | OPERATING ROOM, NEURO | 16 |  | BAS |  |  | BMS |  |  |  | BMS | [19 empty] | FACILITIES |  | OR 3 | [23 empty] | 0 | [18 empty] | 0 |  | 0 | [24 empty] | 0 | [12 empty] | AEI approved change in IDF room from 6-238C to 6-403C
5081453 | U MI CIT | LEVEL 6 | IDF 6-304C | 6-316 | OPERATING ROOM, NEURO | 17 |  | WAP |  |  | WAP |  |  |  | WAP SPARE | [19 empty] | HITS-WAP |  | OR 3 | [23 empty] | 0 | [18 empty] | 0 |  | 0 | [24 empty] | 0 | [12 empty] | AEI approved change in IDF room from 6-238C to 6-403C
9097404 | U MI CIT | LEVEL 6 | IDF 6-304C | 6-316 | OPERATING ROOM, NEURO | 18 |  | BAS |  |  | BMS |  |  |  | BMS | [19 empty] | FACILITIES |  | OR 3 | [23 empty] | 0 | [18 empty] | 0 |  | 0 | [24 empty] | 0 | [12 empty] | AEI approved change in IDF room from 6-238C to 6-403C
9097412 | U MI CIT | LEVEL 6 | IDF 6-304C | 6-316 | OPERATING ROOM, NEURO | 19 |  | BAS |  |  | BMS |  |  |  | BMS | [19 empty] | FACILITIES |  | OR 3 | [23 empty] | 0 | [18 empty] | 0 |  | 0 | [24 empty] | 0 | [12 empty] | AEI approved change in IDF room from 6-238C to 6-403C
9097465 | U MI CIT | LEVEL 6 | IDF 6-304C | 6-316 | OPERATING ROOM, NEURO | 21 |  | BAS |  |  | BMS |  |  |  | BMS | [19 empty] | FACILITIES |  | OR 3 | [23 empty] | 0 | [18 empty] | 0 |  | 0 | [24 empty] | 0 | [12 empty] | AEI approved change in IDF room from 6-238C to 6-403C
9097473 | U MI CIT | LEVEL 6 | IDF 6-304C | 6-316 | OPERATING ROOM, NEURO | 22 |  | BAS |  |  | BMS |  |  |  | BMS | [19 empty] | FACILITIES |  | OR 3 | [23 empty] | 0 | [18 empty] | 0 |  | 0 | [24 empty] | 0 | [12 empty] | AEI approved change in IDF room from 6-238C to 6-403C
7045075 | U MI CIT | LEVEL 6 | IDF 6-304C | 6-316 | OPERATING ROOM, NEURO | 28 |  | CAM |  |  | PATIENT CAMERA | [23 empty] | PATIENT CAMERA |  | OR 3 | [23 empty] | 0 | [18 empty] | 0 |  | 0 | [24 empty] | 0 | [12 empty] | AEI approved change in IDF room from 6-238C to 6-403C
9097396 | U MI CIT | LEVEL 6 | IDF 6-304C | 6-316 | OPERATING ROOM, NEURO | 29 |  | BAS |  |  | BMS |  |  |  | BMS | [19 empty] | FACILITIES |  | OR 3 | [23 empty] | 0 | [18 empty] | 0 |  | 0 | [24 empty] | 0 | [12 empty] | AEI approved change in IDF room from 6-238C to 6-403C
9097337 | U MI CIT | LEVEL 6 | IDF 6-304C | 6-318 | OPERATING ROOM, NEURO | 16 |  | BAS |  |  | BMS |  |  |  | BMS | [19 empty] | FACILITIES |  | OR 5 | [23 empty] | 0 | [18 empty] | 0 |  | 0 | [24 empty] | 0 | [12 empty] | AEI approved change in IDF room from 6-238C to 6-403C
5081409 | U MI CIT | LEVEL 6 | IDF 6-304C | 6-318 | OPERATING ROOM, NEURO | 17 |  | WAP |  |  | WAP |  |  |  | WAP SPARE | [19 empty] | HITS-WAP |  | OR 5 | [23 empty] | 0 | [18 empty] | 0 |  | 0 | [24 empty] | 0 | [12 empty] | AEI approved change in IDF room from 6-238C to 6-403C
9097345 | U MI CIT | LEVEL 6 | IDF 6-304C | 6-318 | OPERATING ROOM, NEURO | 18 |  | BAS |  |  | BMS |  |  |  | BMS | [19 empty] | FACILITIES |  | OR 5 | [23 empty] | 0 | [18 empty] | 0 |  | 0 | [24 empty] | 0 | [12 empty] | AEI approved change in IDF room from 6-238C to 6-403C
9097353 | U MI CIT | LEVEL 6 | IDF 6-304C | 6-318 | OPERATING ROOM, NEURO | 19 |  | BAS |  |  | BMS |  |  |  | BMS | [19 empty] | FACILITIES |  | OR 5 | [23 empty] | 0 | [18 empty] | 0 |  | 0 | [24 empty] | 0 | [12 empty] | AEI approved change in IDF room from 6-238C to 6-403C
9097361 | U MI CIT | LEVEL 6 | IDF 6-304C | 6-318 | OPERATING ROOM, NEURO | 20 |  | BAS |  |  | BMS |  |  |  | BMS | [19 empty] | FACILITIES |  | OR 5 | [23 empty] | 0 | [18 empty] | 0 |  | 0 | [24 empty] | 0 | [12 empty] | AEI approved change in IDF room from 6-238C to 6-403C
9097488 | U MI CIT | LEVEL 6 | IDF 6-304C | 6-318 | OPERATING ROOM, NEURO | 22 |  | BAS |  |  | BMS |  |  |  | BMS | [19 empty] | FACILITIES |  | OR 5 | [23 empty] | 0 | [18 empty] | 0 |  | 0 | [24 empty] | 0 | [12 empty] | AEI approved change in IDF room from 6-238C to 6-403C
9097496 | U MI CIT | LEVEL 6 | IDF 6-304C | 6-318 | OPERATING ROOM, NEURO | 23 |  | BAS |  |  | BMS |  |  |  | BMS | [19 empty] | FACILITIES |  | OR 5 | [23 empty] | 0 | [18 empty] | 0 |  | 0 | [24 empty] | 0 | [12 empty] | AEI approved change in IDF room from 6-238C to 6-403C
7045113 | U MI CIT | LEVEL 6 | IDF 6-304C | 6-318 | OPERATING ROOM, NEURO | 29 |  | CAM |  |  | PATIENT CAMERA | [23 empty] | PATIENT CAMERA |  | OR 5 | [23 empty] | 0 | [18 empty] | 0 |  | 0 | [24 empty] | 0 | [12 empty] | AEI approved change in IDF room from 6-238C to 6-403C
5081968 | U MI CIT | LEVEL 6 | IDF 6-238C | 6-320Z | CORRIDOR | 12 |  | WAP |  |  | WAP |  |  |  | WAP SPARE | [19 empty] | HITS-WAP | [25 empty] | 0 | [18 empty] | 0 |  | 0 | [24 empty] | 0
5081921 | U MI CIT | LEVEL 6 | IDF 6-238C | 6-320Z | CORRIDOR | 13 |  | WAP |  |  | WAP |  |  |  | WAP SPARE | [19 empty] | HITS-WAP | [25 empty] | 0 | [18 empty] | 0 |  | 0 | [24 empty] | 0
5078970 | U MI CIT | LEVEL 6 | IDF 6-238C | 6-320Z | CORRIDOR | 14 |  | WAP |  |  | WAP |  |  |  | WAP SPARE | [19 empty] | HITS-WAP | [25 empty] | 0 | [18 empty] | 0 |  | 0 | [24 empty] | 0
9097197 | U MI CIT | LEVEL 6 | IDF 6-238C | 6-322 | OPERATING ROOM, NEURO | 16 |  | BAS |  |  | BMS |  |  |  | BMS | [19 empty] | FACILITIES |  | OR 7 | [23 empty] | 0 | [18 empty] | 0 |  | 0 | [24 empty] | 0
9097217 | U MI CIT | LEVEL 6 | IDF 6-238C | 6-322 | OPERATING ROOM, NEURO | 17 |  | BAS |  |  | BMS |  |  |  | BMS | [19 empty] | FACILITIES |  | OR 7 | [23 empty] | 0 | [18 empty] | 0 |  | 0 | [24 empty] | 0
9097244 | U MI CIT | LEVEL 6 | IDF 6-238C | 6-322 | OPERATING ROOM, NEURO | 18 |  | BAS |  |  | BMS |  |  |  | BMS | [19 empty] | FACILITIES |  | OR 7 | [23 empty] | 0 | [18 empty] | 0 |  | 0 | [24 empty] | 0
9097264 | U MI CIT | LEVEL 6 | IDF 6-238C | 6-322 | OPERATING ROOM, NEURO | 19 |  | BAS |  |  | BMS |  |  |  | BMS | [19 empty] | FACILITIES |  | OR 7 | [23 empty] | 0 | [18 empty] | 0 |  | 0 | [24 empty] | 0
9097511 | U MI CIT | LEVEL 6 | IDF 6-238C | 6-322 | OPERATING ROOM, NEURO | 21 |  | BAS |  |  | BMS |  |  |  | BMS | [19 empty] | FACILITIES |  | OR 7 | [23 empty] | 0 | [18 empty] | 0 |  | 0 | [24 empty] | 0
9097519 | U MI CIT | LEVEL 6 | IDF 6-238C | 6-322 | OPERATING ROOM, NEURO | 22 |  | BAS |  |  | BMS |  |  |  | BMS | [19 empty] | FACILITIES |  | OR 7 | [23 empty] | 0 | [18 empty] | 0 |  | 0 | [24 empty] | 0
7045127 | U MI CIT | LEVEL 6 | IDF 6-238C | 6-322 | OPERATING ROOM, NEURO | 28 |  | CAM |  |  | PATIENT CAMERA | [23 empty] | PATIENT CAMERA |  | OR 7 | [23 empty] | 0 | [18 empty] | 0 |  | 0 | [24 empty] | 0
5081345 | U MI CIT | LEVEL 6 | IDF 6-238C | 6-322 | OPERATING ROOM, NEURO | 30 |  | WAP |  |  | WAP |  |  |  | WAP SPARE | [19 empty] | HITS-WAP |  | OR 7 | [23 empty] | 0 | [18 empty] | 0 |  | 0 | [24 empty] | 0
5078316 | U MI CIT | LEVEL 6 | IDF 6-304C | 6-327 | EVS EQUIPMENT | 4 |  | WAP |  |  | WAP |  |  |  | WAP SPARE | [19 empty] | HITS-WAP | [25 empty] | 0 | [18 empty] | 0 |  | 0 | [24 empty] | 0
5078564 | U MI CIT | LEVEL 6 | IDF 6-304C | 6-330Z | CORRIDOR | 2 |  | WAP |  |  | WAP |  |  |  | WAP SPARE | [19 empty] | HITS-WAP | [25 empty] | 0 | [18 empty] | 0 |  | 0 | [24 empty] | 0
7046578 | U MI CIT | LEVEL 6 | IDF 6-304C | 6-330Z | CORRIDOR | 3 |  | CAM |  |  | SECURITY - CAMERA | [23 empty] | DPSS SECURITY CAMERA | [25 empty] | 0 | [18 empty] | 0 |  | 0 | [24 empty] | 0
7533916 | U MI CIT | LEVEL 6 | IDF 6-304C | 6-330Z | CORRIDOR | 4 |  | BAS |  |  | BMS |  |  |  | BMS | [19 empty] | FACILITIES | [25 empty] | 0 | [18 empty] | 0 |  | 0 | [24 empty] | 0
9096912 | U MI CIT | LEVEL 6 | IDF 6-238C | 6-332 | OPERATING ROOM, SPINE (SILENT) | 18 |  | BAS |  |  | BMS |  |  |  | BMS | [19 empty] | FACILITIES |  | OR 8 | [23 empty] | 0 | [18 empty] | 0 |  | 0 | [24 empty] | 0
9096920 | U MI CIT | LEVEL 6 | IDF 6-238C | 6-332 | OPERATING ROOM, SPINE (SILENT) | 19 |  | BAS |  |  | BMS |  |  |  | BMS | [19 empty] | FACILITIES |  | OR 8 | [23 empty] | 0 | [18 empty] | 0 |  | 0 | [24 empty] | 0
9096928 | U MI CIT | LEVEL 6 | IDF 6-238C | 6-332 | OPERATING ROOM, SPINE (SILENT) | 20 |  | BAS |  |  | BMS |  |  |  | BMS | [19 empty] | FACILITIES |  | OR 8 | [23 empty] | 0 | [18 empty] | 0 |  | 0 | [24 empty] | 0
9096936 | U MI CIT | LEVEL 6 | IDF 6-238C | 6-332 | OPERATING ROOM, SPINE (SILENT) | 21 |  | BAS |  |  | BMS |  |  |  | BMS | [19 empty] | FACILITIES |  | OR 8 | [23 empty] | 0 | [18 empty] | 0 |  | 0 | [24 empty] | 0
8490875 | U MI CIT | LEVEL 6 | IDF 6-238C | 6-332 | OPERATING ROOM, SPINE (SILENT) | 23 |  | WAP |  |  | WAP |  |  |  | WAP SPARE | [19 empty] | HITS-WAP |  | OR 8 | [23 empty] | 0 | [18 empty] | 0 |  | 0 | [24 empty] | 0
5081787 | U MI CIT | LEVEL 6 | IDF 6-238C | 6-332 | OPERATING ROOM, SPINE (SILENT) | 24 |  | WAP |  |  | WAP |  |  |  | WAP SPARE | [19 empty] | HITS-WAP |  | OR 8 | [23 empty] | 0 | [18 empty] | 0 |  | 0 | [24 empty] | 0
10874944 | U MI CIT | LEVEL 6 | IDF 6-238C | 6-332 | OPERATING ROOM, SPINE (SILENT) | 25 |  | CAM |  |  | PATIENT CAMERA | [23 empty] | PATIENT CAMERA |  | OR 8 | [23 empty] | 0 | [18 empty] | 0 |  | 0 | [24 empty] | 0
9097004 | U MI CIT | LEVEL 6 | IDF 6-238C | 6-332 | OPERATING ROOM, SPINE (SILENT) | 32 |  | BAS |  |  | BMS |  |  |  | BMS | [19 empty] | FACILITIES |  | OR 8 | [23 empty] | 0 | [18 empty] | 0 |  | 0 | [24 empty] | 0
9097012 | U MI CIT | LEVEL 6 | IDF 6-238C | 6-332 | OPERATING ROOM, SPINE (SILENT) | 33 |  | BAS |  |  | BMS |  |  |  | BMS | [19 empty] | FACILITIES |  | OR 8 | [23 empty] | 0 | [18 empty] | 0 |  | 0 | [24 empty] | 0
9097031 | U MI CIT | LEVEL 6 | IDF 6-238C | 6-334 | OPERATING ROOM, NEURO | 3 |  | BAS |  |  | BMS |  |  |  | BMS | [19 empty] | FACILITIES |  | OR 6 | [23 empty] | 0 | [18 empty] | 0 |  | 0 | [24 empty] | 0
9097039 | U MI CIT | LEVEL 6 | IDF 6-238C | 6-334 | OPERATING ROOM, NEURO | 4 |  | BAS |  |  | BMS |  |  |  | BMS | [19 empty] | FACILITIES |  | OR 6 | [23 empty] | 0 | [18 empty] | 0 |  | 0 | [24 empty] | 0
9096861 | U MI CIT | LEVEL 6 | IDF 6-238C | 6-334 | OPERATING ROOM, NEURO | 20 |  | BAS |  |  | BMS |  |  |  | BMS | [19 empty] | FACILITIES |  | OR 6 | [23 empty] | 0 | [18 empty] | 0 |  | 0 | [24 empty] | 0
9096869 | U MI CIT | LEVEL 6 | IDF 6-238C | 6-334 | OPERATING ROOM, NEURO | 21 |  | BAS |  |  | BMS |  |  |  | BMS | [19 empty] | FACILITIES |  | OR 6 | [23 empty] | 0 | [18 empty] | 0 |  | 0 | [24 empty] | 0
9096877 | U MI CIT | LEVEL 6 | IDF 6-238C | 6-334 | OPERATING ROOM, NEURO | 22 |  | BAS |  |  | BMS |  |  |  | BMS | [19 empty] | FACILITIES |  | OR 6 | [23 empty] | 0 | [18 empty] | 0 |  | 0 | [24 empty] | 0
9096885 | U MI CIT | LEVEL 6 | IDF 6-238C | 6-334 | OPERATING ROOM, NEURO | 23 |  | BAS |  |  | BMS |  |  |  | BMS | [19 empty] | FACILITIES |  | OR 6 | [23 empty] | 0 | [18 empty] | 0 |  | 0 | [24 empty] | 0
5081741 | U MI CIT | LEVEL 6 | IDF 6-238C | 6-334 | OPERATING ROOM, NEURO | 25 |  | WAP |  |  | WAP |  |  |  | WAP SPARE | [19 empty] | HITS-WAP |  | OR 6 | [23 empty] | 0 | [18 empty] | 0 |  | 0 | [24 empty] | 0
7042837 | U MI CIT | LEVEL 6 | IDF 6-238C | 6-334 | OPERATING ROOM, NEURO | 26 |  | CAM |  |  | PATIENT CAMERA | [23 empty] | PATIENT CAMERA |  | OR 6 | [23 empty] | 0 | [18 empty] | 0 |  | 0 | [24 empty] | 0
5198496 | U MI CIT | LEVEL 6 | IDF 6-304C | 6-335Z | CORRIDOR | 2 |  | CAM |  |  | SECURITY - CAMERA | [23 empty] | DPSS SECURITY CAMERA | [25 empty] | 0 | [18 empty] | 0 |  | 0 | [24 empty] | 0
9097054 | U MI CIT | LEVEL 6 | IDF 6-304C | 6-336 | OPERATING ROOM, NEURO | 1 |  | BAS |  |  | BMS |  |  |  | BMS | [19 empty] | FACILITIES |  | OR 4 | [23 empty] | 0 | [18 empty] | 0 |  | 0 | [24 empty] | 0 | [12 empty] | AEI approved change in IDF room from 6-238C to 6-403C
9097062 | U MI CIT | LEVEL 6 | IDF 6-304C | 6-336 | OPERATING ROOM, NEURO | 2 |  | BAS |  |  | BMS |  |  |  | BMS | [19 empty] | FACILITIES |  | OR 4 | [23 empty] | 0 | [18 empty] | 0 |  | 0 | [24 empty] | 0 | [12 empty] | AEI approved change in IDF room from 6-238C to 6-403C
9096810 | U MI CIT | LEVEL 6 | IDF 6-304C | 6-336 | OPERATING ROOM, NEURO | 18 |  | BAS |  |  | BMS |  |  |  | BMS | [19 empty] | FACILITIES |  | OR 4 | [23 empty] | 0 | [18 empty] | 0 |  | 0 | [24 empty] | 0 | [12 empty] | AEI approved change in IDF room from 6-238C to 6-403C
9096818 | U MI CIT | LEVEL 6 | IDF 6-304C | 6-336 | OPERATING ROOM, NEURO | 19 |  | BAS |  |  | BMS |  |  |  | BMS | [19 empty] | FACILITIES |  | OR 4 | [23 empty] | 0 | [18 empty] | 0 |  | 0 | [24 empty] | 0 | [12 empty] | AEI approved change in IDF room from 6-238C to 6-403C
9096826 | U MI CIT | LEVEL 6 | IDF 6-304C | 6-336 | OPERATING ROOM, NEURO | 20 |  | BAS |  |  | BMS |  |  |  | BMS | [19 empty] | FACILITIES |  | OR 4 | [23 empty] | 0 | [18 empty] | 0 |  | 0 | [24 empty] | 0 | [12 empty] | AEI approved change in IDF room from 6-238C to 6-403C
9096834 | U MI CIT | LEVEL 6 | IDF 6-304C | 6-336 | OPERATING ROOM, NEURO | 21 |  | BAS |  |  | BMS |  |  |  | BMS | [19 empty] | FACILITIES |  | OR 4 | [23 empty] | 0 | [18 empty] | 0 |  | 0 | [24 empty] | 0 | [12 empty] | AEI approved change in IDF room from 6-238C to 6-403C
5081705 | U MI CIT | LEVEL 6 | IDF 6-304C | 6-336 | OPERATING ROOM, NEURO | 23 |  | WAP |  |  | WAP |  |  |  | WAP SPARE | [19 empty] | HITS-WAP |  | OR 4 | [23 empty] | 0 | [18 empty] | 0 |  | 0 | [24 empty] | 0 | [12 empty] | AEI approved change in IDF room from 6-238C to 6-403C
7042607 | U MI CIT | LEVEL 6 | IDF 6-304C | 6-336 | OPERATING ROOM, NEURO | 24 |  | CAM |  |  | PATIENT CAMERA | [23 empty] | PATIENT CAMERA |  | OR 4 | [23 empty] | 0 | [18 empty] | 0 |  | 0 | [24 empty] | 0 | [12 empty] | AEI approved change in IDF room from 6-238C to 6-403C
9097077 | U MI CIT | LEVEL 6 | IDF 6-304C | 6-338 | OPERATING ROOM, NEURO | 1 |  | BAS |  |  | BMS |  |  |  | BMS | [19 empty] | FACILITIES |  | OR 2 | [23 empty] | 0 | [18 empty] | 0 |  | 0 | [24 empty] | 0 | [12 empty] | AEI approved change in IDF room from 6-238C to 6-403C
9097085 | U MI CIT | LEVEL 6 | IDF 6-304C | 6-338 | OPERATING ROOM, NEURO | 2 |  | BAS |  |  | BMS |  |  |  | BMS | [19 empty] | FACILITIES |  | OR 2 | [23 empty] | 0 | [18 empty] | 0 |  | 0 | [24 empty] | 0 | [12 empty] | AEI approved change in IDF room from 6-238C to 6-403C
9096611 | U MI CIT | LEVEL 6 | IDF 6-304C | 6-338 | OPERATING ROOM, NEURO | 18 |  | BAS |  |  | BMS |  |  |  | BMS | [19 empty] | FACILITIES |  | OR 2 | [23 empty] | 0 | [18 empty] | 0 |  | 0 | [24 empty] | 0 | [12 empty] | AEI approved change in IDF room from 6-238C to 6-403C
9096671 | U MI CIT | LEVEL 6 | IDF 6-304C | 6-338 | OPERATING ROOM, NEURO | 19 |  | BAS |  |  | BMS |  |  |  | BMS | [19 empty] | FACILITIES |  | OR 2 | [23 empty] | 0 | [18 empty] | 0 |  | 0 | [24 empty] | 0 | [12 empty] | AEI approved change in IDF room from 6-238C to 6-403C
9096723 | U MI CIT | LEVEL 6 | IDF 6-304C | 6-338 | OPERATING ROOM, NEURO | 20 |  | BAS |  |  | BMS |  |  |  | BMS | [19 empty] | FACILITIES |  | OR 2 | [23 empty] | 0 | [18 empty] | 0 |  | 0 | [24 empty] | 0 | [12 empty] | AEI approved change in IDF room from 6-238C to 6-403C
9096743 | U MI CIT | LEVEL 6 | IDF 6-304C | 6-338 | OPERATING ROOM, NEURO | 21 |  | BAS |  |  | BMS |  |  |  | BMS | [19 empty] | FACILITIES |  | OR 2 | [23 empty] | 0 | [18 empty] | 0 |  | 0 | [24 empty] | 0 | [12 empty] | AEI approved change in IDF room from 6-238C to 6-403C
5081649 | U MI CIT | LEVEL 6 | IDF 6-304C | 6-338 | OPERATING ROOM, NEURO | 23 |  | WAP |  |  | WAP |  |  |  | WAP SPARE | [19 empty] | HITS-WAP |  | OR 2 | [23 empty] | 0 | [18 empty] | 0 |  | 0 | [24 empty] | 0 | [12 empty] | AEI approved change in IDF room from 6-238C to 6-403C
7042391 | U MI CIT | LEVEL 6 | IDF 6-304C | 6-338 | OPERATING ROOM, NEURO | 24 |  | CAM |  |  | PATIENT CAMERA | [23 empty] | PATIENT CAMERA |  | OR 2 | [23 empty] | 0 | [18 empty] | 0 |  | 0 | [24 empty] | 0 | [12 empty] | AEI approved change in IDF room from 6-238C to 6-403C
7596469 | U MI CIT | LEVEL 6 | IDF 6-304C | 6-338E | ELECTRICAL ROOM | 2 |  | BAS |  |  | BMS |  |  |  | BMS | [19 empty] | FACILITIES | [25 empty] | 0 | [18 empty] | 0 |  | 0 | [24 empty] | 0 | [12 empty] | AEI approved change in IDF room from 6-238C to 6-403C
9097758 | U MI CIT | LEVEL 6 | IDF 6-304C | 6-338E | ELECTRICAL ROOM | 3 |  | BAS |  |  | BMS |  |  |  | BMS | [19 empty] | FACILITIES | [25 empty] | 0 | [18 empty] | 0 |  | 0 | [24 empty] | 0 | [12 empty] | AEI approved change in IDF room from 6-238C to 6-403C
9097710 | U MI CIT | LEVEL 6 | IDF 6-304C | 6-338E | ELECTRICAL ROOM | 4 |  | BAS |  |  | BMS |  |  |  | BMS | [19 empty] | FACILITIES | [25 empty] | 0 | [18 empty] | 0 |  | 0 | [24 empty] | 0 | [12 empty] | AEI approved change in IDF room from 6-238C to 6-403C
9097678 | U MI CIT | LEVEL 6 | IDF 6-304C | 6-338E | ELECTRICAL ROOM | 5 |  | BAS |  |  | BMS |  |  |  | BMS | [19 empty] | FACILITIES | [25 empty] | 0 | [18 empty] | 0 |  | 0 | [24 empty] | 0 | [12 empty] | AEI approved change in IDF room from 6-238C to 6-403C
9097622 | U MI CIT | LEVEL 6 | IDF 6-304C | 6-338E | ELECTRICAL ROOM | 6 |  | BAS |  |  | BMS |  |  |  | BMS | [19 empty] | FACILITIES | [25 empty] | 0 | [18 empty] | 0 |  | 0 | [24 empty] | 0 | [12 empty] | AEI approved change in IDF room from 6-238C to 6-403C
9097790 | U MI CIT | LEVEL 6 | IDF 6-304C | 6-338E | ELECTRICAL ROOM | 7 |  | BAS |  |  | BMS |  |  |  | BMS | [19 empty] | FACILITIES | [25 empty] | 0 | [18 empty] | 0 |  | 0 | [24 empty] | 0 | [12 empty] | AEI approved change in IDF room from 6-238C to 6-403C
9097840 | U MI CIT | LEVEL 6 | IDF 6-304C | 6-338E | ELECTRICAL ROOM | 8 |  | BAS |  |  | BMS |  |  |  | BMS | [19 empty] | FACILITIES | [25 empty] | 0 | [18 empty] | 0 |  | 0 | [24 empty] | 0 | [12 empty] | AEI approved change in IDF room from 6-238C to 6-403C
9097890 | U MI CIT | LEVEL 6 | IDF 6-304C | 6-338E | ELECTRICAL ROOM | 9 |  | BAS |  |  | BMS |  |  |  | BMS | [19 empty] | FACILITIES | [25 empty] | 0 | [18 empty] | 0 |  | 0 | [24 empty] | 0 | [12 empty] | AEI approved change in IDF room from 6-238C to 6-403C
5078355 | U MI CIT | LEVEL 6 | IDF 6-304C | 6-355Z | CORRIDOR | 2 |  | WAP |  |  | WAP |  |  |  | WAP SPARE | [19 empty] | HITS-WAP | [25 empty] | 0 | [18 empty] | 0 |  | 0 | [24 empty] | 0
5079111 | U MI CIT | LEVEL 6 | IDF 6-304C | 6-400D | ALC | 1 |  | WAP |  |  | WAP |  |  |  | WAP SPARE | [19 empty] | HITS-WAP | [25 empty] | 0 | [18 empty] | 0 |  | 0 | [24 empty] | 0
5078631 | U MI CIT | LEVEL 6 | IDF 6-304C | 6-400Z | CORRIDOR | 2 |  | WAP |  |  | WAP |  |  |  | WAP SPARE | [19 empty] | HITS-WAP | [25 empty] | 0 | [18 empty] | 0 |  | 0 | [24 empty] | 0
5078714 | U MI CIT | LEVEL 6 | IDF 6-304C | 6-400Z | CORRIDOR | 3 |  | WAP |  |  | WAP |  |  |  | WAP SPARE | [19 empty] | HITS-WAP | [25 empty] | 0 | [18 empty] | 0 |  | 0 | [24 empty] | 0
5080837 | U MI CIT | LEVEL 6 | IDF 6-238C | 6-410Z | CORRIDOR | 2 |  | WAP |  |  | WAP |  |  |  | WAP SPARE | [19 empty] | HITS-WAP | [25 empty] | 0 | [18 empty] | 0 |  | 0 | [24 empty] | 0
7534882 | U MI CIT | LEVEL 6 | IDF 6-304C | 6-411T | PAT TLT ISO | 1 |  | BAS |  |  | BMS |  |  |  | BMS | [19 empty] | FACILITIES | [25 empty] | 0 | [18 empty] | 0 |  | 0 | [24 empty] | 0
7534912 | U MI CIT | LEVEL 6 | IDF 6-304C | 6-413 | ISO PREOP/ PACU | 7 |  | BAS |  |  | BMS |  |  |  | BMS | [19 empty] | FACILITIES |  | Preop/PACU 6-23 | [23 empty] | 0 | [18 empty] | 0 |  | 0 | [24 empty] | 0
5080674 | U MI CIT | LEVEL 6 | IDF 6-304C | 6-420Z | CORRIDOR | 4 |  | WAP |  |  | WAP |  |  |  | WAP SPARE | [19 empty] | HITS-WAP | [25 empty] | 0 | [18 empty] | 0 |  | 0 | [24 empty] | 0
5079056 | U MI CIT | LEVEL 6 | IDF 6-304C | 6-424 | CLINICAL WORKSTATION | 9 |  | WAP |  |  | WAP |  |  |  | WAP SPARE | [19 empty] | HITS-WAP | [25 empty] | 0 | [18 empty] | 0 |  | 0 | [24 empty] | 0
5079158 | U MI CIT | LEVEL 6 | IDF 6-304C | 6-425 | PATIENT OWNED EQUIPMENT | 1 |  | WAP |  |  | WAP |  |  |  | WAP SPARE | [19 empty] | HITS-WAP | [25 empty] | 0 | [18 empty] | 0 |  | 0 | [24 empty] | 0
7045420 | U MI CIT | LEVEL 6 | IDF 6-304C | 6-440Z | CORRIDOR | 1 |  | CAM |  |  | SECURITY - CAMERA | [23 empty] | DPSS SECURITY CAMERA | [25 empty] | 0 | [18 empty] | 0 |  | 0 | [24 empty] | 0
7046392 | U MI CIT | LEVEL 6 | IDF 6-304C | 6-440Z | CORRIDOR | 2 |  | CAM |  |  | SECURITY - CAMERA | [23 empty] | DPSS SECURITY CAMERA | [25 empty] | 0 | [18 empty] | 0 |  | 0 | [24 empty] | 0
7045402 | U MI CIT | LEVEL 6 | IDF 6-304C | 6-440Z | CORRIDOR | 3 |  | CAM |  |  | SECURITY - CAMERA | [23 empty] | DPSS SECURITY CAMERA | [25 empty] | 0 | [18 empty] | 0 |  | 0 | [24 empty] | 0
5080443 | U MI CIT | LEVEL 6 | IDF 6-304C | 6-450Z | CORRIDOR | 1 |  | WAP |  |  | WAP |  |  |  | WAP SPARE | [19 empty] | HITS-WAP | [25 empty] | 0 | [18 empty] | 0 |  | 0 | [24 empty] | 0
5079267 | U MI CIT | LEVEL 6 | IDF 6-304C | 6-451 | PREOP/ PACU | 7 |  | WAP |  |  | WAP |  |  |  | WAP SPARE | [19 empty] | HITS-WAP |  | Preop/PACU 6-07 | [23 empty] | 0 | [18 empty] | 0 |  | 0 | [24 empty] | 0
5079402 | U MI CIT | LEVEL 6 | IDF 6-304C | 6-455 | PREOP/ PACU | 7 |  | WAP |  |  | WAP |  |  |  | WAP SPARE | [19 empty] | HITS-WAP |  | Preop/PACU 6-05 | [23 empty] | 0 | [18 empty] | 0 |  | 0 | [24 empty] | 0
7535171 | U MI CIT | LEVEL 6 | IDF 6-304C | 6-461 | CLEAN SUPPLY | 1 |  | BAS |  |  | BMS |  |  |  | BMS | [19 empty] | FACILITIES | [25 empty] | 0 | [18 empty] | 0 |  | 0 | [24 empty] | 0
5199300 | U MI CIT | LEVEL 6 | IDF 6-304C | 6-465B | MEDICATION | 1 |  | CAM |  |  | SECURITY - CAMERA | [23 empty] | DPSS SECURITY CAMERA | [25 empty] | 0 | [18 empty] | 0 |  | 0 | [24 empty] | 0
5199368 | U MI CIT | LEVEL 6 | IDF 6-304C | 6-465B | MEDICATION | 5 |  | CAM |  |  | SECURITY - CAMERA | [23 empty] | DPSS SECURITY CAMERA | [25 empty] | 0 | [18 empty] | 0 |  | 0 | [24 empty] | 0
5197632 | U MI CIT | LEVEL 6 | IDF 6-304C | 6-500Z | FIRE SERV/ PAT. ELEV LOBBY | 2 |  | CAM |  |  | SECURITY - CAMERA | [23 empty] | DPSS SECURITY CAMERA | [25 empty] | 0 | [18 empty] | 0 |  | 0 | [24 empty] | 0
5080951 | U MI CIT | LEVEL 6 | IDF 6-304C | 6-500Z | FIRE SERV/ PAT. ELEV LOBBY | 3 |  | WAP |  |  | WAP |  |  |  | WAP SPARE | [19 empty] | HITS-WAP | [25 empty] | 0 | [18 empty] | 0 |  | 0 | [24 empty] | 0
4447384 | U MI CIT | LEVEL 6 | IDF 6-304C | 6-505B | PTUBE | 4 |  | PT |  |  | P-TUBE |  |  |  | WIRED SPARE | [19 empty] | P-TUBE | [25 empty] | 0 | [18 empty] | 0 |  | 0 | [24 empty] | 0
5197497 | U MI CIT | LEVEL 6 | IDF 6-238C | 6-580Z | CORRIDOR | 4 |  | CAM |  |  | SECURITY - CAMERA | [23 empty] | DPSS SECURITY CAMERA | [25 empty] | 0 | [18 empty] | 0 |  | 0 | [24 empty] | 0
4447301 | U MI CIT | LEVEL 6 | IDF 6-304C | 6-PT1 | PTUBE | 1 |  | PT |  |  | P-TUBE |  |  |  | WIRED SPARE | [19 empty] | P-TUBE | [25 empty] | 0 | [18 empty] | 0 |  | 0 | [24 empty] | 0
5203523 | U MI CIT | LEVEL 7 | IDF 7-238C | 7-000Z | PATIENT TRANSPORT STAFF | 1 |  | CAM |  |  | SECURITY - CAMERA | [23 empty] | DPSS SECURITY CAMERA | [25 empty] | 0 | [18 empty] | 0 |  | 0 | [24 empty] | 0
5084673 | U MI CIT | LEVEL 7 | IDF 7-238C | 7-000Z | PATIENT TRANSPORT STAFF | 3 |  | WAP |  |  | WAP |  |  |  | WAP SPARE | [19 empty] | HITS-WAP | [25 empty] | 0 | [18 empty] | 0 |  | 0 | [24 empty] | 0
5086186 | U MI CIT | LEVEL 7 | IDF 7-304C | 7-001F | LIS EQUIPMENT ROOM | 4 |  | WAP |  |  | WAP |  |  |  | WAP SPARE | [19 empty] | HITS-WAP | [25 empty] | 0 | [18 empty] | 0 |  | 0 | [24 empty] | 0
4467960 | U MI CIT | LEVEL 7 | IDF 7-304C | 7-003 | PTUBE | 3 |  | PT |  |  | P-TUBE |  |  |  | WIRED SPARE | [19 empty] | P-TUBE | [25 empty] | 0 | [18 empty] | 0 |  | 0 | [24 empty] | 0
5204733 | U MI CIT | LEVEL 7 | IDF 7-122C | 7-004X-1 | STAIR 3-1 | 1 |  | CAM |  |  | SECURITY - CAMERA | [23 empty] | DPSS SECURITY CAMERA | [25 empty] | 0 | [18 empty] | 0 |  | 0 | [24 empty] | 0
5204981 | U MI CIT | LEVEL 7M | IDF 7-122C | 7-004X-2 | STAIR 3-2 | 1 |  | CAM |  |  | SECURITY - CAMERA | [23 empty] | DPSS SECURITY CAMERA | [25 empty] | 0 | [18 empty] | 0 |  | 0 | [24 empty] | 0
8506655 | U MI CIT | LEVEL 7M | IDF 7-122C | 7-004X-2 | STAIR 3-2 | 2 |  | WAP |  |  | WAP |  |  |  | WAP SPARE | [19 empty] | HITS-WAP | [25 empty] | 0 | [18 empty] | 0 |  | 0 | [24 empty] | 0
5086084 | U MI CIT | LEVEL 7 | IDF 7-304C | 7-005 | TEAM WORKROOM | 20 |  | WAP |  |  | WAP |  |  |  | WAP SPARE | [19 empty] | HITS-WAP | [25 empty] | 0 | [18 empty] | 0 |  | 0 | [24 empty] | 0
5086270 | U MI CIT | LEVEL 7 | IDF 7-304C | 7-005A | STAFF LOUNGE/ LOCKERS | 1 |  | WAP |  |  | WAP |  |  |  | WAP SPARE | [19 empty] | HITS-WAP | [25 empty] | 0 | [18 empty] | 0 |  | 0 | [24 empty] | 0
5202534 | U MI CIT | LEVEL 7 | IDF 7-304C | 7-005X | STAIR 2 | 1 |  | CAM |  |  | SECURITY - CAMERA | [23 empty] | DPSS SECURITY CAMERA | [25 empty] | 0 | [18 empty] | 0 |  | 0 | [24 empty] | 0
5202258 | U MI CIT | LEVEL 7 | IDF 7-304C | 7-005X | STAIR 2 | 2 |  | CAM |  |  | SECURITY - CAMERA | [23 empty] | DPSS SECURITY CAMERA | [25 empty] | 0 | [18 empty] | 0 |  | 0 | [24 empty] | 0
8506569 | U MI CIT | LEVEL 7M | IDF 7-122C | 7-005X | STAIR 2 | 2 |  | WAP |  |  | WAP |  |  |  | WAP SPARE | [19 empty] | HITS-WAP | [25 empty] | 0 | [18 empty] | 0 |  | 0 | [24 empty] | 0
5083173 | U MI CIT | LEVEL 7 | IDF 7-304C | 7-005X | STAIR 2 | 3 |  | WAP |  |  | WAP |  |  |  | WAP SPARE | [19 empty] | HITS-WAP | [25 empty] | 0 | [18 empty] | 0 |  | 0 | [24 empty] | 0
5083057 | U MI CIT | LEVEL 7 | IDF 7-304C | 7-005X | STAIR 2 | 4 |  | WAP |  |  | WAP |  |  |  | WAP SPARE | [19 empty] | HITS-WAP | [25 empty] | 0 | [18 empty] | 0 |  | 0 | [24 empty] | 0
4468250 | U MI CIT | LEVEL 7 | IDF 7-304C | 7-006 | PTUBE | 1 |  | PT |  |  | P-TUBE |  |  |  | WIRED SPARE | [19 empty] | P-TUBE | [25 empty] | 0 | [18 empty] | 0 |  | 0 | [24 empty] | 0
5203151 | U MI CIT | LEVEL 7 | IDF 7-238C | 7-006X | STAIR 1 | 1 |  | CAM |  |  | SECURITY - CAMERA | [23 empty] | DPSS SECURITY CAMERA | [25 empty] | 0 | [18 empty] | 0 |  | 0 | [24 empty] | 0
5086332 | U MI CIT | LEVEL 7 | IDF 7-304C | 7-009 | BLOOD BANK/ DISPENSARY | 10 |  | WAP |  |  | WAP |  |  |  | WAP SPARE | [19 empty] | HITS-WAP | [25 empty] | 0 | [18 empty] | 0 |  | 0 | [24 empty] | 0
8923171 | U MI CIT | LEVEL 7 | IDF 7-304C | 7-009 | BLOOD BANK/ DISPENSARY | 11 |  | BAS |  |  | BMS |  |  |  | BMS | [19 empty] | FACILITIES | [25 empty] | 0 | [18 empty] | 0 |  | 0 | [24 empty] | 0
7050533 | U MI CIT | LEVEL 7 | IDF 7-122C | 7-100Z | SERVICE ELEVATOR LOBBY | 1 |  | IC |  |  | INTERCOM | [23 empty] | INTERCOM | [25 empty] | 0 | [18 empty] | 0 |  | 0 | [24 empty] | 0
5204233 | U MI CIT | LEVEL 7 | IDF 7-122C | 7-100Z | SERVICE ELEVATOR LOBBY | 3 |  | CAM |  |  | SECURITY - CAMERA | [23 empty] | DPSS SECURITY CAMERA | [25 empty] | 0 | [18 empty] | 0 |  | 0 | [24 empty] | 0
5085758 | U MI CIT | LEVEL 7 | IDF 7-122C | 7-101 | RECEIVING/ STAGING AREA | 14 |  | WAP |  |  | WAP |  |  |  | WAP SPARE | [19 empty] | HITS-WAP | [25 empty] | 0 | [18 empty] | 0 |  | 0 | [24 empty] | 0
5085889 | U MI CIT | LEVEL 7 | IDF 7-122C | 7-101 | RECEIVING/ STAGING AREA | 16 |  | WAP |  |  | WAP |  |  |  | WAP SPARE | [19 empty] | HITS-WAP | [25 empty] | 0 | [18 empty] | 0 |  | 0 | [24 empty] | 0
7050746 | U MI CIT | LEVEL 7 | IDF 7-122C | 7-101B | OFFICE SUPVSR | 1 |  | IC |  |  | INTERCOM | [23 empty] | INTERCOM | [25 empty] | 0 |  |  | 1 | [7 empty] | 1 | 1 |  | 2 |  |  |  | 1 | 0 |  | 0 | [24 empty] | 0
5084313 | U MI CIT | LEVEL 7 | IDF 7-122C | 7-105 | BED STORAGE | 7 |  | WAP |  |  | WAP |  |  |  | WAP SPARE | [19 empty] | HITS-WAP | [25 empty] | 0 | [18 empty] | 0 |  | 0 | [24 empty] | 0
5204912 | U MI CIT | LEVEL 7 | IDF 7-122C | 7-105 | BED STORAGE | 9 |  | CAM |  |  | SECURITY - CAMERA | [23 empty] | DPSS SECURITY CAMERA | [25 empty] | 0 | [18 empty] | 0 |  | 0 | [24 empty] | 0
10797515 | U MI CIT | LEVEL 7 | IDF 7-122C | 7-105 | BED STORAGE | 10 |  | BAS |  |  | BMS |  |  |  | BMS | [19 empty] | FACILITIES | [25 empty] | 0 | [18 empty] | 0 |  | 0 | [24 empty] | 0
5085996 | U MI CIT | LEVEL 7 | IDF 7-122C | 7-111Z | CORRIDOR | 2 |  | WAP |  |  | WAP |  |  |  | WAP SPARE | [19 empty] | HITS-WAP | [25 empty] | 0 | [18 empty] | 0 |  | 0 | [24 empty] | 0
8924774 | U MI CIT | LEVEL 7 | IDF 7-122C | 7-111Z | CORRIDOR | 7 |  | BAS |  |  | BMS |  |  |  | BMS | [19 empty] | FACILITIES | [25 empty] | 0 | [18 empty] | 0 |  | 0 | [24 empty] | 0
7051089 | U MI CIT | LEVEL 7 | IDF 7-122C | 7-122C | IDF | 2 |  | CAM |  |  | SECURITY - CAMERA | [23 empty] | DPSS SECURITY CAMERA |  |  | 0 | 2025-02-01 | [21 empty] | 0 | [18 empty] | 0 |  | 0 | [24 empty] | 0
8896938 | U MI CIT | LEVEL 7 | IDF 7-122C | 7-122C | IDF | 3 |  | NP |  |  | NURSE CALL-PANEL |  |  |  | NURSE CALL-PANEL | [19 empty] | HITS - EI |  |  | 0 | 2025-02-01 | [21 empty] | 0 | [18 empty] | 0 |  | 0 | [24 empty] | 0
8896918 | U MI CIT | LEVEL 7 | IDF 7-122C | 7-122C | IDF | 4 |  | SP |  |  | SECURITY - PANEL |  |  |  | SECURITY - PANEL |  |  |  | SECURITY - PANEL |  |  |  | SECURITY - PANEL | [11 empty] | SECURITY |  |  | 0 | [22 empty] | 0 | [18 empty] | 0 |  | 0 | [24 empty] | 0
7031477 | U MI CIT | LEVEL 7 | IDF 7-122C | 7-122C | IDF | 5 |  | BAS |  |  | BMS |  |  |  | BMS | [19 empty] | FACILITIES |  |  | 0 | 2025-02-01 | [21 empty] | 0 | [18 empty] | 0 |  | 0 | [24 empty] | 0
7556923 | U MI CIT | LEVEL 7 | IDF 7-122C | 7-122C | IDF | 6 |  | BAS |  |  | BMS |  |  |  | BMS | [19 empty] | FACILITIES |  |  | 0 | 2025-02-01 | [21 empty] | 0 | [18 empty] | 0 |  | 0 | [24 empty] | 0
5084089 | U MI CIT | LEVEL 7 | IDF 7-238C | 7-210Z | CORRIDOR | 1 |  | WAP |  |  | WAP |  |  |  | WAP SPARE | [19 empty] | HITS-WAP | [25 empty] | 0 | [18 empty] | 0 |  | 0 | [24 empty] | 0
7050860 | U MI CIT | LEVEL 7 | IDF 7-238C | 7-238C | IDF | 2 |  | CAM |  |  | SECURITY - CAMERA | [23 empty] | DPSS SECURITY CAMERA |  |  | 0 | 2025-02-01 | [21 empty] | 0 | [18 empty] | 0 |  | 0 | [24 empty] | 0
8896747 | U MI CIT | LEVEL 7 | IDF 7-238C | 7-238C | IDF | 3 |  | NP |  |  | NURSE CALL-PANEL |  |  |  | NURSE CALL-PANEL | [19 empty] | HITS - EI |  |  | 0 | 2025-02-01 | [21 empty] | 0 | [18 empty] | 0 |  | 0 | [24 empty] | 0
8896707 | U MI CIT | LEVEL 7 | IDF 7-238C | 7-238C | IDF | 4 |  | SP |  |  | SECURITY - PANEL |  |  |  | SECURITY - PANEL |  |  |  | SECURITY - PANEL |  |  |  | SECURITY - PANEL | [11 empty] | SECURITY |  |  | 0 | [22 empty] | 0 | [18 empty] | 0 |  | 0 | [24 empty] | 0
7031633 | U MI CIT | LEVEL 7 | IDF 7-238C | 7-238C | IDF | 5 |  | BAS |  |  | BMS |  |  |  | BMS | [19 empty] | FACILITIES |  |  | 0 | 2025-02-01 | [21 empty] | 0 | [18 empty] | 0 |  | 0 | [24 empty] | 0
7557031 | U MI CIT | LEVEL 7 | IDF 7-238C | 7-238C | IDF | 6 |  | BAS |  |  | BMS |  |  |  | BMS | [19 empty] | FACILITIES |  |  | 0 | 2025-02-01 | [21 empty] | 0 | [18 empty] | 0 |  | 0 | [24 empty] | 0
7596509 | U MI CIT | LEVEL 7 | IDF 7-122C | 7-244E | ELECTRICAL ROOM | 1 |  | BAS |  |  | BMS |  |  |  | BMS | [19 empty] | FACILITIES | [25 empty] | 0 | [18 empty] | 0 |  | 0 | [24 empty] | 0
9099791 | U MI CIT | LEVEL 7 | IDF 7-122C | 7-244E | ELECTRICAL ROOM | 3 |  | BAS |  |  | BMS |  |  |  | BMS | [19 empty] | FACILITIES | [25 empty] | 0 | [18 empty] | 0 |  | 0 | [24 empty] | 0
9099737 | U MI CIT | LEVEL 7 | IDF 7-122C | 7-244E | ELECTRICAL ROOM | 4 |  | BAS |  |  | BMS |  |  |  | BMS | [19 empty] | FACILITIES | [25 empty] | 0 | [18 empty] | 0 |  | 0 | [24 empty] | 0
9099845 | U MI CIT | LEVEL 7 | IDF 7-122C | 7-244E | ELECTRICAL ROOM | 5 |  | BAS |  |  | BMS |  |  |  | BMS | [19 empty] | FACILITIES | [25 empty] | 0 | [18 empty] | 0 |  | 0 | [24 empty] | 0
9099885 | U MI CIT | LEVEL 7 | IDF 7-122C | 7-244E | ELECTRICAL ROOM | 6 |  | BAS |  |  | BMS |  |  |  | BMS | [19 empty] | FACILITIES | [25 empty] | 0 | [18 empty] | 0 |  | 0 | [24 empty] | 0
8868472 | U MI CIT | LEVEL 7 | IDF 7-122C | 7-244E | ELECTRICAL ROOM | 7 |  | BAS |  |  | BMS |  |  |  | BMS | [19 empty] | FACILITIES | [25 empty] | 0 | [18 empty] | 0 |  | 0 | [24 empty] | 0
9099913 | U MI CIT | LEVEL 7 | IDF 7-122C | 7-244E | ELECTRICAL ROOM | 8 |  | BAS |  |  | BMS |  |  |  | BMS | [19 empty] | FACILITIES | [25 empty] | 0 | [18 empty] | 0 |  | 0 | [24 empty] | 0
8506093 | U MI CIT | LEVEL 7 | IDF 7-122C | 7-301B | VESTIBULE | 1 |  | WAP |  |  | WAP |  |  |  | WAP SPARE | [19 empty] | HITS-WAP | [25 empty] | 0 | [18 empty] | 0 |  | 0 | [24 empty] | 0
5083024 | U MI CIT | LEVEL 7 | IDF 7-304C | 7-301D | VESTIBULE | 1 |  | WAP |  |  | WAP |  |  |  | WAP SPARE | [19 empty] | HITS-WAP | [25 empty] | 0 | [18 empty] | 0 |  | 0 | [24 empty] | 0
5202221 | U MI CIT | LEVEL 7 | IDF 7-304C | 7-301D | VESTIBULE | 2 |  | CAM |  |  | SECURITY - CAMERA | [23 empty] | DPSS SECURITY CAMERA | [25 empty] | 0 | [18 empty] | 0 |  | 0 | [24 empty] | 0
9100286 | U MI CIT | LEVEL 7 | IDF 7-122C | 7-301M | MECHANICAL | 2 |  | BAS |  |  | BMS |  |  |  | BMS | [19 empty] | FACILITIES | [25 empty] | 0 | [18 empty] | 0 |  | 0 | [24 empty] | 0
7546992 | U MI CIT | LEVEL 7 | IDF 7-304C | 7-301M | MECHANICAL | 3 |  | BAS |  |  | BMS |  |  |  | BMS | [19 empty] | FACILITIES | [25 empty] | 0 | [18 empty] | 0 |  | 0 | [24 empty] | 0
9100306 | U MI CIT | LEVEL 7 | IDF 7-122C | 7-301M | MECHANICAL | 4 |  | BAS |  |  | BMS |  |  |  | BMS | [19 empty] | FACILITIES | [25 empty] | 0 | [18 empty] | 0 |  | 0 | [24 empty] | 0
7547031 | U MI CIT | LEVEL 7 | IDF 7-304C | 7-301M | MECHANICAL | 5 |  | BAS |  |  | BMS |  |  |  | BMS | [19 empty] | FACILITIES | [25 empty] | 0 | [18 empty] | 0 |  | 0 | [24 empty] | 0
9100326 | U MI CIT | LEVEL 7 | IDF 7-122C | 7-301M | MECHANICAL | 6 |  | BAS |  |  | BMS |  |  |  | BMS | [19 empty] | FACILITIES | [25 empty] | 0 | [18 empty] | 0 |  | 0 | [24 empty] | 0
7547044 | U MI CIT | LEVEL 7 | IDF 7-304C | 7-301M | MECHANICAL | 7 |  | BAS |  |  | BMS |  |  |  | BMS | [19 empty] | FACILITIES | [25 empty] | 0 | [18 empty] | 0 |  | 0 | [24 empty] | 0
9100374 | U MI CIT | LEVEL 7 | IDF 7-122C | 7-301M | MECHANICAL | 8 |  | BAS |  |  | BMS |  |  |  | BMS | [19 empty] | FACILITIES | [25 empty] | 0 | [18 empty] | 0 |  | 0 | [24 empty] | 0
7547057 | U MI CIT | LEVEL 7 | IDF 7-304C | 7-301M | MECHANICAL | 9 |  | BAS |  |  | BMS |  |  |  | BMS | [19 empty] | FACILITIES | [25 empty] | 0 | [18 empty] | 0 |  | 0 | [24 empty] | 0
7547070 | U MI CIT | LEVEL 7 | IDF 7-304C | 7-301M | MECHANICAL | 10 |  | BAS |  |  | BMS |  |  |  | BMS | [19 empty] | FACILITIES | [25 empty] | 0 | [18 empty] | 0 |  | 0 | [24 empty] | 0
7547083 | U MI CIT | LEVEL 7 | IDF 7-304C | 7-301M | MECHANICAL | 11 |  | BAS |  |  | BMS |  |  |  | BMS | [19 empty] | FACILITIES | [25 empty] | 0 | [18 empty] | 0 |  | 0 | [24 empty] | 0
7547148 | U MI CIT | LEVEL 7 | IDF 7-304C | 7-301M | MECHANICAL | 12 |  | BAS |  |  | BMS |  |  |  | BMS | [19 empty] | FACILITIES | [25 empty] | 0 | [18 empty] | 0 |  | 0 | [24 empty] | 0
7547335 | U MI CIT | LEVEL 7 | IDF 7-304C | 7-301M | MECHANICAL | 13 |  | BAS |  |  | BMS |  |  |  | BMS | [19 empty] | FACILITIES | [25 empty] | 0 | [18 empty] | 0 |  | 0 | [24 empty] | 0
7547385 | U MI CIT | LEVEL 7 | IDF 7-304C | 7-301M | MECHANICAL | 14 |  | BAS |  |  | BMS |  |  |  | BMS | [19 empty] | FACILITIES | [25 empty] | 0 | [18 empty] | 0 |  | 0 | [24 empty] | 0
7547411 | U MI CIT | LEVEL 7 | IDF 7-304C | 7-301M | MECHANICAL | 15 |  | BAS |  |  | BMS |  |  |  | BMS | [19 empty] | FACILITIES | [25 empty] | 0 | [18 empty] | 0 |  | 0 | [24 empty] | 0
7547437 | U MI CIT | LEVEL 7 | IDF 7-304C | 7-301M | MECHANICAL | 16 |  | BAS |  |  | BMS |  |  |  | BMS | [19 empty] | FACILITIES | [25 empty] | 0 | [18 empty] | 0 |  | 0 | [24 empty] | 0
7547505 | U MI CIT | LEVEL 7 | IDF 7-304C | 7-301M | MECHANICAL | 17 |  | BAS |  |  | BMS |  |  |  | BMS | [19 empty] | FACILITIES | [25 empty] | 0 | [18 empty] | 0 |  | 0 | [24 empty] | 0
7547549 | U MI CIT | LEVEL 7 | IDF 7-304C | 7-301M | MECHANICAL | 18 |  | BAS |  |  | BMS |  |  |  | BMS | [19 empty] | FACILITIES | [25 empty] | 0 | [18 empty] | 0 |  | 0 | [24 empty] | 0
7547173 | U MI CIT | LEVEL 7 | IDF 7-304C | 7-301M | MECHANICAL | 19 |  | BAS |  |  | BMS |  |  |  | BMS | [19 empty] | FACILITIES | [25 empty] | 0 | [18 empty] | 0 |  | 0 | [24 empty] | 0
7547198 | U MI CIT | LEVEL 7 | IDF 7-304C | 7-301M | MECHANICAL | 20 |  | BAS |  |  | BMS |  |  |  | BMS | [19 empty] | FACILITIES | [25 empty] | 0 | [18 empty] | 0 |  | 0 | [24 empty] | 0
7547223 | U MI CIT | LEVEL 7 | IDF 7-304C | 7-301M | MECHANICAL | 21 |  | BAS |  |  | BMS |  |  |  | BMS | [19 empty] | FACILITIES | [25 empty] | 0 | [18 empty] | 0 |  | 0 | [24 empty] | 0
7547252 | U MI CIT | LEVEL 7 | IDF 7-304C | 7-301M | MECHANICAL | 22 |  | BAS |  |  | BMS |  |  |  | BMS | [19 empty] | FACILITIES | [25 empty] | 0 | [18 empty] | 0 |  | 0 | [24 empty] | 0
7547840 | U MI CIT | LEVEL 7 | IDF 7-304C | 7-301M | MECHANICAL | 23 |  | BAS |  |  | BMS |  |  |  | BMS | [19 empty] | FACILITIES | [25 empty] | 0 | [18 empty] | 0 |  | 0 | [24 empty] | 0
7547800 | U MI CIT | LEVEL 7 | IDF 7-304C | 7-301M | MECHANICAL | 24 |  | BAS |  |  | BMS |  |  |  | BMS | [19 empty] | FACILITIES | [25 empty] | 0 | [18 empty] | 0 |  | 0 | [24 empty] | 0
7547688 | U MI CIT | LEVEL 7 | IDF 7-304C | 7-301M | MECHANICAL | 25 |  | BAS |  |  | BMS |  |  |  | BMS | [19 empty] | FACILITIES | [25 empty] | 0 | [18 empty] | 0 |  | 0 | [24 empty] | 0
8868196 | U MI CIT | LEVEL 7 | IDF 7-304C | 7-301M | MECHANICAL | 26 |  | BAS |  |  | BMS |  |  |  | BMS | [19 empty] | FACILITIES | [25 empty] | 0 | [18 empty] | 0 |  | 0 | [24 empty] | 0
7547702 | U MI CIT | LEVEL 7 | IDF 7-304C | 7-301M | MECHANICAL | 27 |  | BAS |  |  | BMS |  |  |  | BMS | [19 empty] | FACILITIES | [25 empty] | 0 | [18 empty] | 0 |  | 0 | [24 empty] | 0
8868203 | U MI CIT | LEVEL 7 | IDF 7-304C | 7-301M | MECHANICAL | 28 |  | BAS |  |  | BMS |  |  |  | BMS | [19 empty] | FACILITIES | [25 empty] | 0 | [18 empty] | 0 |  | 0 | [24 empty] | 0
7547716 | U MI CIT | LEVEL 7 | IDF 7-304C | 7-301M | MECHANICAL | 29 |  | BAS |  |  | BMS |  |  |  | BMS | [19 empty] | FACILITIES | [25 empty] | 0 | [18 empty] | 0 |  | 0 | [24 empty] | 0
7547730 | U MI CIT | LEVEL 7 | IDF 7-304C | 7-301M | MECHANICAL | 30 |  | BAS |  |  | BMS |  |  |  | BMS | [19 empty] | FACILITIES | [25 empty] | 0 | [18 empty] | 0 |  | 0 | [24 empty] | 0
7547744 | U MI CIT | LEVEL 7 | IDF 7-304C | 7-301M | MECHANICAL | 31 |  | BAS |  |  | BMS |  |  |  | BMS | [19 empty] | FACILITIES | [25 empty] | 0 | [18 empty] | 0 |  | 0 | [24 empty] | 0
7547758 | U MI CIT | LEVEL 7 | IDF 7-304C | 7-301M | MECHANICAL | 32 |  | BAS |  |  | BMS |  |  |  | BMS | [19 empty] | FACILITIES | [25 empty] | 0 | [18 empty] | 0 |  | 0 | [24 empty] | 0
7547772 | U MI CIT | LEVEL 7 | IDF 7-304C | 7-301M | MECHANICAL | 33 |  | BAS |  |  | BMS |  |  |  | BMS | [19 empty] | FACILITIES | [25 empty] | 0 | [18 empty] | 0 |  | 0 | [24 empty] | 0
7547786 | U MI CIT | LEVEL 7 | IDF 7-304C | 7-301M | MECHANICAL | 34 |  | BAS |  |  | BMS |  |  |  | BMS | [19 empty] | FACILITIES | [25 empty] | 0 | [18 empty] | 0 |  | 0 | [24 empty] | 0
8505224 | U MI CIT | LEVEL 7 | IDF 7-122C | 7-301M | MECHANICAL | 35 |  | WAP |  |  | WAP |  |  |  | WAP SPARE | [19 empty] | HITS-WAP | [25 empty] | 0 | [18 empty] | 0 |  | 0 | [24 empty] | 0
8925444 | U MI CIT | LEVEL 7 | IDF 7-122C | 7-301M | MECHANICAL | 36 |  | BAS |  |  | BMS |  |  |  | BMS | [19 empty] | FACILITIES | [25 empty] | 0 | [18 empty] | 0 |  | 0 | [24 empty] | 0
7557103 | U MI CIT | LEVEL 7 | IDF 7-122C | 7-301M | MECHANICAL | 37 |  | BAS |  |  | BMS |  |  |  | BMS | [19 empty] | FACILITIES | [25 empty] | 0 | [18 empty] | 0 |  | 0 | [24 empty] | 0
7557089 | U MI CIT | LEVEL 7 | IDF 7-122C | 7-301M | MECHANICAL | 38 |  | BAS |  |  | BMS |  |  |  | BMS | [19 empty] | FACILITIES | [25 empty] | 0 | [18 empty] | 0 |  | 0 | [24 empty] | 0
7557059 | U MI CIT | LEVEL 7 | IDF 7-122C | 7-301M | MECHANICAL | 39 |  | BAS |  |  | BMS |  |  |  | BMS | [19 empty] | FACILITIES | [25 empty] | 0 | [18 empty] | 0 |  | 0 | [24 empty] | 0
7547279 | U MI CIT | LEVEL 7 | IDF 7-304C | 7-301M | MECHANICAL | 40 |  | BAS |  |  | BMS |  |  |  | BMS | [19 empty] | FACILITIES | [25 empty] | 0 | [18 empty] | 0 |  | 0 | [24 empty] | 0
7556863 | U MI CIT | LEVEL 7 | IDF 7-122C | 7-301M | MECHANICAL | 41 |  | BAS |  |  | BMS |  |  |  | BMS | [19 empty] | FACILITIES | [25 empty] | 0 | [18 empty] | 0 |  | 0 | [24 empty] | 0
7556849 | U MI CIT | LEVEL 7 | IDF 7-122C | 7-301M | MECHANICAL | 42 |  | BAS |  |  | BMS |  |  |  | BMS | [19 empty] | FACILITIES | [25 empty] | 0 | [18 empty] | 0 |  | 0 | [24 empty] | 0
5083495 | U MI CIT | LEVEL 7 | IDF 7-304C | 7-301M | MECHANICAL | 43 |  | WAP |  |  | WAP |  |  |  | WAP SPARE | [19 empty] | HITS-WAP | [25 empty] | 0 | [18 empty] | 0 |  | 0 | [24 empty] | 0
5083691 | U MI CIT | LEVEL 7 | IDF 7-304C | 7-301M | MECHANICAL | 44 |  | WAP |  |  | WAP |  |  |  | WAP SPARE | [19 empty] | HITS-WAP | [25 empty] | 0 | [18 empty] | 0 |  | 0 | [24 empty] | 0
8505215 | U MI CIT | LEVEL 7 | IDF 7-304C | 7-301M | MECHANICAL | 45 |  | WAP |  |  | WAP |  |  |  | WAP SPARE | [19 empty] | HITS-WAP | [25 empty] | 0 | [18 empty] | 0 |  | 0 | [24 empty] | 0
5085295 | U MI CIT | LEVEL 7 | IDF 7-122C | 7-301M | MECHANICAL | 46 |  | WAP |  |  | WAP |  |  |  | WAP SPARE | [19 empty] | HITS-WAP | [25 empty] | 0 | [18 empty] | 0 |  | 0 | [24 empty] | 0
11263834 | U MI CIT | LEVEL 7 | IDF 7-304C | 7-301M | MECHANICAL | 46 |  | WAP |  |  | WAP |  |  |  | WAP SPARE | [19 empty] | HITS-WAP | [25 empty] | 0 | [18 empty] | 0 |  | 0 | [24 empty] | 0
5085029 | U MI CIT | LEVEL 7 | IDF 7-122C | 7-301M | MECHANICAL | 47 |  | WAP |  |  | WAP |  |  |  | WAP SPARE | [19 empty] | HITS-WAP | [25 empty] | 0 | [18 empty] | 0 |  | 0 | [24 empty] | 0
8925350 | U MI CIT | LEVEL 7 | IDF 7-238C | 7-301M | MECHANICAL | 48 |  | BAS |  |  | BMS |  |  |  | BMS | [19 empty] | FACILITIES | [25 empty] | 0 | [18 empty] | 0 |  | 0 | [24 empty] | 0
5085568 | U MI CIT | LEVEL 7 | IDF 7-122C | 7-301M | MECHANICAL | 49 |  | WAP |  |  | WAP |  |  |  | WAP SPARE | [19 empty] | HITS-WAP | [25 empty] | 0 | [18 empty] | 0 |  | 0 | [24 empty] | 0
8925412 | U MI CIT | LEVEL 7 | IDF 7-122C | 7-301M | MECHANICAL | 50 |  | BAS |  |  | BMS |  |  |  | BMS | [19 empty] | FACILITIES | [25 empty] | 0 | [18 empty] | 0 |  | 0 | [24 empty] | 0
5204632 | U MI CIT | LEVEL 7 | IDF 7-122C | 7-301M | MECHANICAL | 51 |  | CAM |  |  | SECURITY - CAMERA | [23 empty] | DPSS SECURITY CAMERA | [25 empty] | 0 | [18 empty] | 0 |  | 0 | [24 empty] | 0
8925476 | U MI CIT | LEVEL 7 | IDF 7-122C | 7-301M | MECHANICAL | 52 |  | BAS |  |  | BMS |  |  |  | BMS | [19 empty] | FACILITIES | [25 empty] | 0 | [18 empty] | 0 |  | 0 | [24 empty] | 0
8925508 | U MI CIT | LEVEL 7 | IDF 7-122C | 7-301M | MECHANICAL | 53 |  | BAS |  |  | BMS |  |  |  | BMS | [19 empty] | FACILITIES | [25 empty] | 0 | [18 empty] | 0 |  | 0 | [24 empty] | 0
5085727 | U MI CIT | LEVEL 7 | IDF 7-122C | 7-301M | MECHANICAL | 54 |  | WAP |  |  | WAP |  |  |  | WAP SPARE | [19 empty] | HITS-WAP | [25 empty] | 0 | [18 empty] | 0 |  | 0 | [24 empty] | 0
8925540 | U MI CIT | LEVEL 7 | IDF 7-122C | 7-301M | MECHANICAL | 55 |  | BAS |  |  | BMS |  |  |  | BMS | [19 empty] | FACILITIES | [25 empty] | 0 | [18 empty] | 0 |  | 0 | [24 empty] | 0
5085398 | U MI CIT | LEVEL 7 | IDF 7-122C | 7-301M | MECHANICAL | 56 |  | WAP |  |  | WAP |  |  |  | WAP SPARE | [19 empty] | HITS-WAP | [25 empty] | 0 | [18 empty] | 0 |  | 0 | [24 empty] | 0
8925652 | U MI CIT | LEVEL 7 | IDF 7-122C | 7-301M | MECHANICAL | 57 |  | BAS |  |  | BMS |  |  |  | BMS | [19 empty] | FACILITIES | [25 empty] | 0 | [18 empty] | 0 |  | 0 | [24 empty] | 0
5084447 | U MI CIT | LEVEL 7 | IDF 7-122C | 7-301M | MECHANICAL | 58 |  | WAP |  |  | WAP |  |  |  | WAP SPARE | [19 empty] | HITS-WAP | [25 empty] | 0 | [18 empty] | 0 |  | 0 | [24 empty] | 0
8925684 | U MI CIT | LEVEL 7 | IDF 7-122C | 7-301M | MECHANICAL | 59 |  | BAS |  |  | BMS |  |  |  | BMS | [19 empty] | FACILITIES | [25 empty] | 0 | [18 empty] | 0 |  | 0 | [24 empty] | 0
7556975 | U MI CIT | LEVEL 7 | IDF 7-122C | 7-301M | MECHANICAL | 60 |  | BAS |  |  | BMS |  |  |  | BMS | [19 empty] | FACILITIES | [25 empty] | 0 | [18 empty] | 0 |  | 0 | [24 empty] | 0
8925040 | U MI CIT | LEVEL 7 | IDF 7-122C | 7-301M | MECHANICAL | 61 |  | BAS |  |  | BMS |  |  |  | BMS | [19 empty] | FACILITIES | [25 empty] | 0 | [18 empty] | 0 |  | 0 | [24 empty] | 0
8925287 | U MI CIT | LEVEL 7 | IDF 7-122C | 7-301M | MECHANICAL | 62 |  | BAS |  |  | BMS |  |  |  | BMS | [19 empty] | FACILITIES | [25 empty] | 0 | [18 empty] | 0 |  | 0 | [24 empty] | 0
8925094 | U MI CIT | LEVEL 7 | IDF 7-122C | 7-301M | MECHANICAL | 63 |  | BAS |  |  | BMS |  |  |  | BMS | [19 empty] | FACILITIES | [25 empty] | 0 | [18 empty] | 0 |  | 0 | [24 empty] | 0
8925267 | U MI CIT | LEVEL 7 | IDF 7-122C | 7-301M | MECHANICAL | 64 |  | BAS |  |  | BMS |  |  |  | BMS | [19 empty] | FACILITIES | [25 empty] | 0 | [18 empty] | 0 |  | 0 | [24 empty] | 0
8925763 | U MI CIT | LEVEL 7 | IDF 7-122C | 7-301M | MECHANICAL | 65 |  | BAS |  |  | BMS |  |  |  | BMS | [19 empty] | FACILITIES | [25 empty] | 0 | [18 empty] | 0 |  | 0 | [24 empty] | 0
9099687 | U MI CIT | LEVEL 7 | IDF 7-122C | 7-301M | MECHANICAL | 66 |  | BAS |  |  | BMS |  |  |  | BMS | [19 empty] | FACILITIES | [25 empty] | 0 | [18 empty] | 0 |  | 0 | [24 empty] | 0
7031856 | U MI CIT | LEVEL 7 | IDF 7-304C | 7-304C | IDF | 1 |  | BAS |  |  | BMS |  |  |  | BMS | [19 empty] | FACILITIES |  |  | 0 | 2025-02-01 | [21 empty] | 0 | [18 empty] | 0 |  | 0 | [24 empty] | 0
8896326 | U MI CIT | LEVEL 7 | IDF 7-304C | 7-304C | IDF | 2 |  | SP |  |  | SECURITY - PANEL |  |  |  | SECURITY - PANEL |  |  |  | SECURITY - PANEL |  |  |  | SECURITY - PANEL | [11 empty] | SECURITY |  |  | 0 | [22 empty] | 0 | [18 empty] | 0 |  | 0 | [24 empty] | 0
8896370 | U MI CIT | LEVEL 7 | IDF 7-304C | 7-304C | IDF | 3 |  | NP |  |  | NURSE CALL-PANEL |  |  |  | NURSE CALL-PANEL | [19 empty] | HITS - EI |  |  | 0 | 2025-02-01 | [21 empty] | 0 | [18 empty] | 0 |  | 0 | [24 empty] | 0
7050361 | U MI CIT | LEVEL 7 | IDF 7-304C | 7-304C | IDF | 4 |  | CAM |  |  | SECURITY - CAMERA | [23 empty] | DPSS SECURITY CAMERA |  |  | 0 | 2025-02-01 | [21 empty] | 0 | [18 empty] | 0 |  | 0 | [24 empty] | 0
8923033 | U MI CIT | LEVEL 7 | IDF 7-304C | 7-304C | IDF | 5 |  | BAS |  |  | BMS |  |  |  | BMS | [19 empty] | FACILITIES |  |  | 0 | 2025-02-01 | [21 empty] | 0 | [18 empty] | 0 |  | 0 | [24 empty] | 0
7548050 | U MI CIT | LEVEL 7 | IDF 7-304C | 7-305M | MECHANICAL | 2 |  | BAS |  |  | BMS |  |  |  | BMS | [19 empty] | FACILITIES | [25 empty] | 0 | [18 empty] | 0 |  | 0 | [24 empty] | 0
9099516 | U MI CIT | LEVEL 7 | IDF 7-304C | 7-305M | MECHANICAL | 3 |  | BAS |  |  | BMS |  |  |  | BMS | [19 empty] | FACILITIES | [25 empty] | 0 | [18 empty] | 0 |  | 0 | [24 empty] | 0
9099562 | U MI CIT | LEVEL 7 | IDF 7-304C | 7-305M | MECHANICAL | 4 |  | BAS |  |  | BMS |  |  |  | BMS | [19 empty] | FACILITIES | [25 empty] | 0 | [18 empty] | 0 |  | 0 | [24 empty] | 0
9099536 | U MI CIT | LEVEL 7 | IDF 7-304C | 7-305M | MECHANICAL | 5 |  | BAS |  |  | BMS |  |  |  | BMS | [19 empty] | FACILITIES | [25 empty] | 0 | [18 empty] | 0 |  | 0 | [24 empty] | 0
9099603 | U MI CIT | LEVEL 7 | IDF 7-304C | 7-305M | MECHANICAL | 6 |  | BAS |  |  | BMS |  |  |  | BMS | [19 empty] | FACILITIES | [25 empty] | 0 | [18 empty] | 0 |  | 0 | [24 empty] | 0
5083429 | U MI CIT | LEVEL 7 | IDF 7-304C | 7-305M | MECHANICAL | 7 |  | WAP |  |  | WAP |  |  |  | WAP SPARE | [19 empty] | HITS-WAP | [25 empty] | 0 | [18 empty] | 0 |  | 0 | [24 empty] | 0
8505204 | U MI CIT | LEVEL 7 | IDF 7-304C | 7-305M | MECHANICAL | 8 |  | WAP |  |  | WAP |  |  |  | WAP SPARE | [19 empty] | HITS-WAP | [25 empty] | 0 | [18 empty] | 0 |  | 0 | [24 empty] | 0
5083320 | U MI CIT | LEVEL 7 | IDF 7-304C | 7-305M | MECHANICAL | 9 |  | WAP |  |  | WAP |  |  |  | WAP SPARE | [19 empty] | HITS-WAP | [25 empty] | 0 | [18 empty] | 0 |  | 0 | [24 empty] | 0
7547917 | U MI CIT | LEVEL 7 | IDF 7-304C | 7-305M | MECHANICAL | 10 |  | BAS |  |  | BMS |  |  |  | BMS | [19 empty] | FACILITIES | [25 empty] | 0 | [18 empty] | 0 |  | 0 | [24 empty] | 0
7547931 | U MI CIT | LEVEL 7 | IDF 7-304C | 7-305M | MECHANICAL | 11 |  | BAS |  |  | BMS |  |  |  | BMS | [19 empty] | FACILITIES | [25 empty] | 0 | [18 empty] | 0 |  | 0 | [24 empty] | 0
7547945 | U MI CIT | LEVEL 7 | IDF 7-304C | 7-305M | MECHANICAL | 12 |  | BAS |  |  | BMS |  |  |  | BMS | [19 empty] | FACILITIES | [25 empty] | 0 | [18 empty] | 0 |  | 0 | [24 empty] | 0
5087026 | U MI CIT | LEVEL 7 | IDF 7-304C | 7-305M | MECHANICAL | 13 |  | WAP |  |  | WAP |  |  |  | WAP SPARE | [19 empty] | HITS-WAP | [25 empty] | 0 | [18 empty] | 0 |  | 0 | [24 empty] | 0
7547903 | U MI CIT | LEVEL 7 | IDF 7-304C | 7-314M | STAIR PRESSURIZATION | 1 |  | BAS |  |  | BMS |  |  |  | BMS | [19 empty] | FACILITIES | [25 empty] | 0 | [18 empty] | 0 |  | 0 | [24 empty] | 0
7596498 | U MI CIT | LEVEL 7 | IDF 7-304C | 7-338E | ELECTRICAL ROOM | 2 |  | BAS |  |  | BMS |  |  |  | BMS | [19 empty] | FACILITIES | [25 empty] | 0 | [18 empty] | 0 |  | 0 | [24 empty] | 0
9099355 | U MI CIT | LEVEL 7 | IDF 7-304C | 7-338E | ELECTRICAL ROOM | 3 |  | BAS |  |  | BMS |  |  |  | BMS | [19 empty] | FACILITIES | [25 empty] | 0 | [18 empty] | 0 |  | 0 | [24 empty] | 0
9099311 | U MI CIT | LEVEL 7 | IDF 7-304C | 7-338E | ELECTRICAL ROOM | 4 |  | BAS |  |  | BMS |  |  |  | BMS | [19 empty] | FACILITIES | [25 empty] | 0 | [18 empty] | 0 |  | 0 | [24 empty] | 0
9099275 | U MI CIT | LEVEL 7 | IDF 7-304C | 7-338E | ELECTRICAL ROOM | 5 |  | BAS |  |  | BMS |  |  |  | BMS | [19 empty] | FACILITIES | [25 empty] | 0 | [18 empty] | 0 |  | 0 | [24 empty] | 0
8868323 | U MI CIT | LEVEL 7 | IDF 7-304C | 7-338E | ELECTRICAL ROOM | 6 |  | BAS |  |  | BMS |  |  |  | BMS | [19 empty] | FACILITIES | [25 empty] | 0 | [18 empty] | 0 |  | 0 | [24 empty] | 0
9099376 | U MI CIT | LEVEL 7 | IDF 7-304C | 7-338E | ELECTRICAL ROOM | 7 |  | BAS |  |  | BMS |  |  |  | BMS | [19 empty] | FACILITIES | [25 empty] | 0 | [18 empty] | 0 |  | 0 | [24 empty] | 0
5086645 | U MI CIT | LEVEL 7 | IDF 7-304C | 7-401 | SURGICAL OFFICE SUITE | 8 |  | WAP |  |  | WAP |  |  |  | WAP SPARE | [19 empty] | HITS-WAP | [25 empty] | 0 | [18 empty] | 0 |  | 0 | [24 empty] | 0
5086895 | U MI CIT | LEVEL 7 | IDF 7-304C | 7-401 | SURGICAL OFFICE SUITE | 14 |  | WAP |  |  | WAP |  |  |  | WAP SPARE | [19 empty] | HITS-WAP | [25 empty] | 0 | [18 empty] | 0 |  | 0 | [24 empty] | 0
5086731 | U MI CIT | LEVEL 7 | IDF 7-304C | 7-401H | ASSOCIATE CHIEF NURSING OFFICE | 5 |  | WAP |  |  | WAP |  |  |  | WAP SPARE | [19 empty] | HITS-WAP | [25 empty] | 0 | [18 empty] | 0 |  | 0 | [24 empty] | 0
5203048 | U MI CIT | LEVEL 7 | IDF 7-238C | 7-500Z | FIRE SERV/ PAT. ELEV LOBBY | 2 |  | CAM |  |  | SECURITY - CAMERA | [23 empty] | DPSS SECURITY CAMERA | [25 empty] | 0 | [18 empty] | 0 |  | 0 | [24 empty] | 0
5086476 | U MI CIT | LEVEL 7 | IDF 7-304C | 7-510Z | CORRIDOR | 1 |  | WAP |  |  | WAP |  |  |  | WAP SPARE | [19 empty] | HITS-WAP | [25 empty] | 0 | [18 empty] | 0 |  | 0 | [24 empty] | 0
5203008 | U MI CIT | LEVEL 7 | IDF 7-304C | 7-520Z | CORRIDOR | 1 |  | CAM |  |  | SECURITY - CAMERA | [23 empty] | DPSS SECURITY CAMERA | [25 empty] | 0 | [18 empty] | 0 |  | 0 | [24 empty] | 0
8923110 | U MI CIT | LEVEL 7 | IDF 7-304C | 7-520Z | CORRIDOR | 3 |  | BAS |  |  | BMS |  |  |  | BMS | [19 empty] | FACILITIES | [25 empty] | 0 | [18 empty] | 0 |  | 0 | [24 empty] | 0
5084576 | U MI CIT | LEVEL 7 | IDF 7-304C | 7-530Z | CORRIDOR | 1 |  | WAP |  |  | WAP |  |  |  | WAP SPARE | [19 empty] | HITS-WAP | [25 empty] | 0 | [18 empty] | 0 |  | 0 | [24 empty] | 0
5202808 | U MI CIT | LEVEL 7 | IDF 7-304C | 7-540Z | CORRIDOR | 1 |  | CAM |  |  | SECURITY - CAMERA | [23 empty] | DPSS SECURITY CAMERA | [25 empty] | 0 | [18 empty] | 0 |  | 0 | [24 empty] | 0
5083932 | U MI CIT | LEVEL 7 | IDF 7-304C | 7-540Z | CORRIDOR | 2 |  | WAP |  |  | WAP |  |  |  | WAP SPARE | [19 empty] | HITS-WAP | [25 empty] | 0 | [18 empty] | 0 |  | 0 | [24 empty] | 0
5083562 | U MI CIT | LEVEL 7 | IDF 7-304C | 7-540Z | CORRIDOR | 4 |  | WAP |  |  | WAP |  |  |  | WAP SPARE | [19 empty] | HITS-WAP | [25 empty] | 0 | [18 empty] | 0 |  | 0 | [24 empty] | 0
7050192 | U MI CIT | LEVEL 7 | IDF 7-304C | 7-540Z | CORRIDOR | 5 |  | CAM |  |  | SECURITY - CAMERA | [23 empty] | DPSS SECURITY CAMERA | [25 empty] | 0 | [18 empty] | 0 |  | 0 | [24 empty] | 0
8506372 | U MI CIT | LEVEL 7M | IDF 7-122C | 7M-000 | STAIRS | 1 |  | WAP |  |  | WAP |  |  |  | WAP SPARE | [19 empty] | HITS-WAP | [25 empty] | 0 | [18 empty] | 0 |  | 0 | [24 empty] | 0
5091707 | U MI CIT | LEVEL 8 | IDF 8-334C | 8-000Z | PUBLIC ELEVATOR LOBBY | 1 |  | WAP |  |  | WAP |  |  |  | WAP SPARE | [19 empty] | HITS-WAP |  |  | 2A | 2025-04-21 | [21 empty] | 0 | [18 empty] | 0 |  | 0 | [24 empty] | 0
5208962 | U MI CIT | LEVEL 8 | IDF 8-334C | 8-000Z | PUBLIC ELEVATOR LOBBY | 2 |  | CAM |  |  | SECURITY - CAMERA | [23 empty] | DPSS SECURITY CAMERA |  |  | 2A | 2025-04-21 | [21 empty] | 0 | [18 empty] | 0 |  | 0 | [24 empty] | 0
5211313 | U MI CIT | LEVEL 8 | IDF 8-122C | 8-004X | STAIR 3 | 1 |  | CAM |  |  | SECURITY - CAMERA | [23 empty] | DPSS SECURITY CAMERA |  |  | 2A | 2025-04-21 | [21 empty] | 0 | [18 empty] | 0 |  | 0 | [24 empty] | 0
8527443 | U MI CIT | LEVEL 8 | IDF 8-122C | 8-004X | STAIR 3 | 2 |  | WAP |  |  | WAP |  |  |  | WAP SPARE | [19 empty] | HITS-WAP |  |  | 2A | 2025-04-21 | [21 empty] | 0 | [18 empty] | 0 |  | 0 | [24 empty] | 0
5205338 | U MI CIT | LEVEL 8 | IDF 8-438C | 8-005X | STAIR 2 | 1 |  | CAM |  |  | SECURITY - CAMERA | [23 empty] | DPSS SECURITY CAMERA |  |  | 2A | 2025-04-21 | [21 empty] | 0 | [18 empty] | 0 |  | 0 | [24 empty] | 0
5208232 | U MI CIT | LEVEL 8 | IDF 8-334C | 8-006X | STAIR 1 | 1 |  | CAM |  |  | SECURITY - CAMERA | [23 empty] | DPSS SECURITY CAMERA |  |  | 2A | 2025-04-21 | [21 empty] | 0 | [18 empty] | 0 |  | 0 | [24 empty] | 0
7057735 | U MI CIT | LEVEL 8 | IDF 8-334C | 8-011 | FAMILY LOUNGE | 1 |  | IC |  |  | INTERCOM | [23 empty] | INTERCOM |  |  | 2A | 2025-04-21 | [21 empty] | 0 | [18 empty] | 0 |  | 0 | [24 empty] | 0
5209031 | U MI CIT | LEVEL 8 | IDF 8-334C | 8-011 | FAMILY LOUNGE | 2 |  | CAM |  |  | SECURITY - CAMERA | [23 empty] | DPSS SECURITY CAMERA |  |  | 2A | 2025-04-21 | [21 empty] | 0 | [18 empty] | 0 |  | 0 | [24 empty] | 0
5091847 | U MI CIT | LEVEL 8 | IDF 8-334C | 8-011 | FAMILY LOUNGE | 3 |  | WAP |  |  | WAP |  |  |  | WAP SPARE | [19 empty] | HITS-WAP |  |  | 2A | 2025-04-21 | [21 empty] | 0 | [18 empty] | 0 |  | 0 | [24 empty] | 0
5209113 | U MI CIT | LEVEL 8 | IDF 8-334C | 8-011A | NOURISH | 1 |  | CAM |  |  | SECURITY - CAMERA | [23 empty] | DPSS SECURITY CAMERA |  |  | 2A | 2025-04-21 | [21 empty] | 0 | [18 empty] | 0 |  | 0 | [24 empty] | 0
8926520 | U MI CIT | LEVEL 8 | IDF 8-334C | 8-103 | UNIV PATIENT RM | 8 |  | BAS |  |  | BMS |  |  |  | BMS | [19 empty] | FACILITIES |  | 8-02 | 2A | 2025-04-21 | [21 empty] | 0 | [18 empty] | 0 |  | 0 | [24 empty] | 0
7220657 | U MI CIT | LEVEL 8 | IDF 8-334C | 8-106 | PTUBE | 11 |  | PT |  |  | P-TUBE |  |  |  | WIRED SPARE | [19 empty] | P-TUBE |  |  | 2A | 2025-04-21 | [21 empty] | 0 | [18 empty] | 0 |  | 0 | [24 empty] | 0
5092045 | U MI CIT | LEVEL 8 | IDF 8-122C | 8-107 | UNIV PATIENT RM | 8 |  | WAP |  |  | WAP |  |  |  | WAP SPARE | [19 empty] | HITS-WAP |  | 8-04 | 2A | 2025-04-21 | [21 empty] | 0 | [18 empty] | 0 |  | 0 | [24 empty] | 0
5212202 | U MI CIT | LEVEL 8 | IDF 8-334C | 8-108 | MEDICATION | 4 |  | CAM |  |  | SECURITY - CAMERA | [23 empty] | DPSS SECURITY CAMERA |  |  | 2A | 2025-04-21 | [21 empty] | 0 | [18 empty] | 0 |  | 0 | [24 empty] | 0
5091652 | U MI CIT | LEVEL 8 | IDF 8-334C | 8-110Z | CORRIDOR | 4 |  | WAP |  |  | WAP |  |  |  | WAP SPARE | [19 empty] | HITS-WAP |  |  | 2A | 2025-04-21 | [21 empty] | 0 | [18 empty] | 0 |  | 0 | [24 empty] | 0
7059672 | U MI CIT | LEVEL 8 | IDF 8-122C | 8-110Z | CORRIDOR | 5 |  | CAM |  |  | SECURITY - CAMERA | [23 empty] | DPSS SECURITY CAMERA |  |  | 2A | 2025-04-21 | [21 empty] | 0 | [18 empty] | 0 |  | 0 | [24 empty] | 0
5091521 | U MI CIT | LEVEL 8 | IDF 8-122C | 8-110Z | CORRIDOR | 7 |  | WAP |  |  | WAP |  |  |  | WAP SPARE | [19 empty] | HITS-WAP |  |  | 2A | 2025-04-21 | [21 empty] | 0 | [18 empty] | 0 |  | 0 | [24 empty] | 0
5090050 | U MI CIT | LEVEL 8 | IDF 8-122C | 8-110Z | CORRIDOR | 9 |  | WAP |  |  | WAP |  |  |  | WAP SPARE | [19 empty] | HITS-WAP |  |  | 2A | 2025-04-21 | [21 empty] | 0 | [18 empty] | 0 |  | 0 | [24 empty] | 0
8926579 | U MI CIT | LEVEL 8 | IDF 8-122C | 8-110Z | CORRIDOR | 10 |  | BAS |  |  | BMS |  |  |  | BMS | [19 empty] | FACILITIES |  |  | 2A | 2025-04-21 | [21 empty] | 0 | [18 empty] | 0 |  | 0 | [24 empty] | 0
5211193 | U MI CIT | LEVEL 8 | IDF 8-122C | 8-110Z | CORRIDOR | 11 |  | CAM |  |  | SECURITY - CAMERA | [23 empty] | DPSS SECURITY CAMERA |  |  | 2A | 2025-04-21 | [21 empty] | 0 | [18 empty] | 0 |  | 0 | [24 empty] | 0
8926651 | U MI CIT | LEVEL 8 | IDF 8-122C | 8-110Z | CORRIDOR | 13 |  | BAS |  |  | BMS |  |  |  | BMS | [19 empty] | FACILITIES |  |  | 2A | 2025-04-21 | [21 empty] | 0 | [18 empty] | 0 |  | 0 | [24 empty] | 0
5091964 | U MI CIT | LEVEL 8 | IDF 8-122C | 8-113 | UNIV PATIENT RM | 8 |  | WAP |  |  | WAP |  |  |  | WAP SPARE | [19 empty] | HITS-WAP |  | 8-07 | 2A | 2025-04-21 | [21 empty] | 0 | [18 empty] | 0 |  | 0 | [24 empty] | 0
5091395 | U MI CIT | LEVEL 8 | IDF 8-334C | 8-114 | DIETICIAN WORKROOM | 4 |  | WAP |  |  | WAP |  |  |  | WAP SPARE | [19 empty] | HITS-WAP |  |  | 2A | 2025-04-21 | [21 empty] | 0 | [18 empty] | 0 |  | 0 | [24 empty] | 0
7060668 | U MI CIT | LEVEL 8 | IDF 8-334C | 8-122C | IDF | 2 |  | CAM |  |  | SECURITY - CAMERA | [23 empty] | DPSS SECURITY CAMERA |  |  | 0 | 2025-04-21 | [21 empty] | 0 | [18 empty] | 0 |  | 0 | [24 empty] | 0
8897254 | U MI CIT | LEVEL 8 | IDF 8-334C | 8-122C | IDF | 3 |  | NP |  |  | NURSE CALL-PANEL |  |  |  | NURSE CALL-PANEL | [19 empty] | HITS - EI |  |  | 0 | 2025-04-21 | [21 empty] | 0 | [18 empty] | 0 |  | 0 | [24 empty] | 0
8897212 | U MI CIT | LEVEL 8 | IDF 8-334C | 8-122C | IDF | 4 |  | SP |  |  | SECURITY - PANEL |  |  |  | SECURITY - PANEL |  |  |  | SECURITY - PANEL | [11 empty] | SECURITY - PANEL |  |  |  | SECURITY |  |  | 0 | 2025-04-21 | [21 empty] | 0 | [18 empty] | 0 |  | 0 | [24 empty] | 0
7030791 | U MI CIT | LEVEL 8 | IDF 8-334C | 8-122C | IDF | 5 |  | BAS |  |  | BMS |  |  |  | BMS | [19 empty] | FACILITIES |  |  | 0 | 2025-04-21 | [21 empty] | 0 | [18 empty] | 0 |  | 0 | [24 empty] | 0
5091221 | U MI CIT | LEVEL 8 | IDF 8-334C | 8-126 | STAFF LOUNGE/ LOCKERS | 7 |  | WAP |  |  | WAP |  |  |  | WAP SPARE | [19 empty] | HITS-WAP |  |  | 2A | 2025-04-21 | [21 empty] | 0 | [18 empty] | 0 |  | 0 | [24 empty] | 0
7059971 | U MI CIT | LEVEL 8 | IDF 8-334C | 8-130Z | CORRIDOR | 1 |  | IC |  |  | INTERCOM | [23 empty] | INTERCOM |  |  | 2A | 2025-04-21 | [21 empty] | 0 | [18 empty] | 0 |  | 0 | [24 empty] | 0
5091148 | U MI CIT | LEVEL 8 | IDF 8-122C | 8-130Z | CORRIDOR | 2 |  | WAP |  |  | WAP |  |  |  | WAP SPARE | [19 empty] | HITS-WAP |  |  | 2A | 2025-04-21 | [21 empty] | 0 | [18 empty] | 0 |  | 0 | [24 empty] | 0
8926795 | U MI CIT | LEVEL 8 | IDF 8-334C | 8-130Z | CORRIDOR | 3 |  | BAS |  |  | BMS |  |  |  | BMS | [19 empty] | FACILITIES |  |  | 2A | 2025-04-21 | [21 empty] | 0 | [18 empty] | 0 |  | 0 | [24 empty] | 0
10862092 | U MI CIT | LEVEL 8 | IDF 8-122C | 8-130Z | CORRIDOR | 4 |  | CAM |  |  | SECURITY - CAMERA | [23 empty] | DPSS SECURITY CAMERA |  |  | 2A | 2025-04-21 | [21 empty] | 0 | [18 empty] | 0 |  | 0 | [24 empty] | 0
5212146 | U MI CIT | LEVEL 8 | IDF 8-334C | 8-138 | LOGISTICS/ DISPOSAL HOLD | 1 |  | CAM |  |  | SECURITY - CAMERA | [23 empty] | DPSS SECURITY CAMERA |  |  | 2A | 2025-04-21 | [21 empty] | 0 | [18 empty] | 0 |  | 0 | [24 empty] | 0
5089805 | U MI CIT | LEVEL 8 | IDF 8-122C | 8-200Z | CORRIDOR | 5 |  | WAP |  |  | WAP |  |  |  | WAP SPARE | [19 empty] | HITS-WAP |  |  | 2A | 2025-04-21 | [21 empty] | 0 | [18 empty] | 0 |  | 0 | [24 empty] | 0
7060361 | U MI CIT | LEVEL 8 | IDF 8-122C | 8-200Z | CORRIDOR | 6 |  | CAM |  |  | SECURITY - CAMERA | [23 empty] | DPSS SECURITY CAMERA |  |  | 2A | 2025-04-21 | [21 empty] | 0 | [18 empty] | 0 |  | 0 | [24 empty] | 0
7060551 | U MI CIT | LEVEL 8 | IDF 8-122C | 8-200Z | CORRIDOR | 8 |  | CAM |  |  | SECURITY - CAMERA | [23 empty] | DPSS SECURITY CAMERA |  |  | 2A | 2025-04-21 | [21 empty] | 0 | [18 empty] | 0 |  | 0 | [24 empty] | 0
5089953 | U MI CIT | LEVEL 8 | IDF 8-122C | 8-201 | UNIV ISO PATIENT RM | 7 |  | WAP |  |  | WAP |  |  |  | WAP SPARE | [19 empty] | HITS-WAP |  | 8-10 | 2A | 2025-04-21 | [21 empty] | 0 | [18 empty] | 0 |  | 0 | [24 empty] | 0
5089852 | U MI CIT | LEVEL 8 | IDF 8-122C | 8-203 | UNIV PATIENT RM | 8 |  | WAP |  |  | WAP |  |  |  | WAP SPARE | [19 empty] | HITS-WAP |  | 8-11 | 2A | 2025-04-21 | [21 empty] | 0 | [18 empty] | 0 |  | 0 | [24 empty] | 0
8926702 | U MI CIT | LEVEL 8 | IDF 8-122C | 8-203 | UNIV PATIENT RM | 9 |  | BAS |  |  | BMS |  |  |  | BMS | [19 empty] | FACILITIES |  | 8-11 | 2A | 2025-04-21 | [21 empty] | 0 | [18 empty] | 0 |  | 0 | [24 empty] | 0
5090198 | U MI CIT | LEVEL 8 | IDF 8-122C | 8-206 | TEAM ROOM | 16 |  | WAP |  |  | WAP |  |  |  | WAP SPARE | [19 empty] | HITS-WAP |  |  | 2A | 2025-04-21 | [21 empty] | 0 | [18 empty] | 0 |  | 0 | [24 empty] | 0
5089662 | U MI CIT | LEVEL 8 | IDF 8-122C | 8-207 | UNIV PATIENT RM | 8 |  | WAP |  |  | WAP |  |  |  | WAP SPARE | [19 empty] | HITS-WAP |  | 8-13 | 2A | 2025-04-21 | [21 empty] | 0 | [18 empty] | 0 |  | 0 | [24 empty] | 0
5089477 | U MI CIT | LEVEL 8 | IDF 8-122C | 8-213 | CONSULT (Respite Room) | 5 |  | WAP |  |  | WAP |  |  |  | WAP SPARE | [19 empty] | HITS-WAP |  |  | 2A | 2025-04-21 | [21 empty] | 0 | [18 empty] | 0 |  | 0 | [24 empty] | 0
5090091 | U MI CIT | LEVEL 8 | IDF 8-122C | 8-216 | ON CALL | 5 |  | WAP |  |  | WAP |  |  |  | WAP SPARE | [19 empty] | HITS-WAP |  |  | 2A | 2025-04-21 | [21 empty] | 0 | [18 empty] | 0 |  | 0 | [24 empty] | 0
5210670 | U MI CIT | LEVEL 8 | IDF 8-122C | 8-222 | MED GAS | 1 |  | CAM |  |  | SECURITY - CAMERA | [23 empty] | DPSS SECURITY CAMERA |  |  | 2A | 2025-04-21 | [21 empty] | 0 | [18 empty] | 0 |  | 0 | [24 empty] | 0
7596548 | U MI CIT | LEVEL 8 | IDF 8-122C | 8-236E | ELECTRICAL ROOM | 2 |  | BAS |  |  | BMS |  |  |  | BMS | [19 empty] | FACILITIES |  |  | 2A | 2025-04-21 | [21 empty] | 0 | [18 empty] | 0 |  | 0 | [24 empty] | 0
9101467 | U MI CIT | LEVEL 8 | IDF 8-122C | 8-236E | ELECTRICAL ROOM | 3 |  | BAS |  |  | BMS |  |  |  | BMS | [19 empty] | FACILITIES |  |  | 2A | 2025-04-21 | [21 empty] | 0 | [18 empty] | 0 |  | 0 | [24 empty] | 0
9101435 | U MI CIT | LEVEL 8 | IDF 8-122C | 8-236E | ELECTRICAL ROOM | 4 |  | BAS |  |  | BMS |  |  |  | BMS | [19 empty] | FACILITIES |  |  | 2A | 2025-04-21 | [21 empty] | 0 | [18 empty] | 0 |  | 0 | [24 empty] | 0
9101393 | U MI CIT | LEVEL 8 | IDF 8-122C | 8-236E | ELECTRICAL ROOM | 5 |  | BAS |  |  | BMS |  |  |  | BMS | [19 empty] | FACILITIES |  |  | 2A | 2025-04-21 | [21 empty] | 0 | [18 empty] | 0 |  | 0 | [24 empty] | 0
9101349 | U MI CIT | LEVEL 8 | IDF 8-122C | 8-236E | ELECTRICAL ROOM | 6 |  | BAS |  |  | BMS |  |  |  | BMS | [19 empty] | FACILITIES |  |  | 2A | 2025-04-21 | [21 empty] | 0 | [18 empty] | 0 |  | 0 | [24 empty] | 0
9101255 | U MI CIT | LEVEL 8 | IDF 8-122C | 8-236E | ELECTRICAL ROOM | 7 |  | BAS |  |  | BMS |  |  |  | BMS | [19 empty] | FACILITIES |  |  | 2A | 2025-04-21 | [21 empty] | 0 | [18 empty] | 0 |  | 0 | [24 empty] | 0
5089404 | U MI CIT | LEVEL 8 | IDF 8-122C | 8-305 | UNIV PATIENT RM | 8 |  | WAP |  |  | WAP |  |  |  | WAP SPARE | [19 empty] | HITS-WAP |  | 8-18 | 2A | 2025-04-21 | [21 empty] | 0 | [18 empty] | 0 |  | 0 | [24 empty] | 0
5210567 | U MI CIT | LEVEL 8 | IDF 8-122C | 8-308 | MEDICATION | 4 |  | CAM |  |  | SECURITY - CAMERA | [23 empty] | DPSS SECURITY CAMERA |  |  | 2A | 2025-04-21 | [21 empty] | 0 | [18 empty] | 0 |  | 0 | [24 empty] | 0
5210615 | U MI CIT | LEVEL 8 | IDF 8-122C | 8-308 | MEDICATION | 5 |  | CAM |  |  | SECURITY - CAMERA | [23 empty] | DPSS SECURITY CAMERA |  |  | 2A | 2025-04-21 | [21 empty] | 0 | [18 empty] | 0 |  | 0 | [24 empty] | 0
5090979 | U MI CIT | LEVEL 8 | IDF 8-334C | 8-310Z | CORRIDOR | 5 |  | WAP |  |  | WAP |  |  |  | WAP SPARE | [19 empty] | HITS-WAP |  |  | 2A | 2025-04-21 | [21 empty] | 0 | [18 empty] | 0 |  | 0 | [24 empty] | 0
5210494 | U MI CIT | LEVEL 8 | IDF 8-334C | 8-310Z | CORRIDOR | 6 |  | CAM |  |  | SECURITY - CAMERA | [23 empty] | DPSS SECURITY CAMERA |  |  | 2A | 2025-04-21 | [21 empty] | 0 | [18 empty] | 0 |  | 0 | [24 empty] | 0
8926842 | U MI CIT | LEVEL 8 | IDF 8-334C | 8-310Z | CORRIDOR | 7 |  | BAS |  |  | BMS |  |  |  | BMS | [19 empty] | FACILITIES |  |  | 2A | 2025-04-21 | [21 empty] | 0 | [18 empty] | 0 |  | 0 | [24 empty] | 0
8926948 | U MI CIT | LEVEL 8 | IDF 8-334C | 8-310Z | CORRIDOR | 11 |  | BAS |  |  | BMS |  |  |  | BMS | [19 empty] | FACILITIES |  |  | 2A | 2025-04-21 | [21 empty] | 0 | [18 empty] | 0 |  | 0 | [24 empty] | 0
5089389 | U MI CIT | LEVEL 8 | IDF 8-334C | 8-311 | UNIV PATIENT RM | 8 |  | WAP |  |  | WAP |  |  |  | WAP SPARE | [19 empty] | HITS-WAP |  | 8-21 | 2A | 2025-04-21 | [21 empty] | 0 | [18 empty] | 0 |  | 0 | [24 empty] | 0
5091272 | U MI CIT | LEVEL 8 | IDF 8-122C | 8-312 | NOURISHMENT | 2 |  | WAP |  |  | WAP |  |  |  | WAP SPARE | [19 empty] | HITS-WAP |  |  | 2A | 2025-04-21 | [21 empty] | 0 | [18 empty] | 0 |  | 0 | [24 empty] | 0
8926876 | U MI CIT | LEVEL 8 | IDF 8-334C | 8-315 | UNIV PATIENT RM | 9 |  | BAS |  |  | BMS |  |  |  | BMS | [19 empty] | FACILITIES |  | 8-23 | 2A | 2025-04-21 | [21 empty] | 0 | [18 empty] | 0 |  | 0 | [24 empty] | 0
5089333 | U MI CIT | LEVEL 8 | IDF 8-334C | 8-317 | UNIV ISO PATIENT RM ADA | 8 |  | WAP |  |  | WAP |  |  |  | WAP SPARE | [19 empty] | HITS-WAP |  | 8-24 | 2A | 2025-04-21 | [21 empty] | 0 | [18 empty] | 0 |  | 0 | [24 empty] | 0
5089206 | U MI CIT | LEVEL 8 | IDF 8-334C | 8-319 | UNIV PATIENT RM | 7 |  | WAP |  |  | WAP |  |  |  | WAP SPARE | [19 empty] | HITS-WAP |  | 8-25 | 2A | 2025-04-21 | [21 empty] | 0 | [18 empty] | 0 |  | 0 | [24 empty] | 0
8885119 | U MI CIT | LEVEL 8 | IDF 8-334C | 8-320Z | CORRIDOR | 5 |  | CAM |  |  | SECURITY - CAMERA | [23 empty] | DPSS SECURITY CAMERA |  |  | 2A | 2025-04-21 | [21 empty] | 0 | [18 empty] | 0 |  | 0 | [24 empty] | 0
5090816 | U MI CIT | LEVEL 8 | IDF 8-334C | 8-320Z | CORRIDOR | 7 |  | WAP |  |  | WAP |  |  |  | WAP SPARE | [19 empty] | HITS-WAP |  |  | 2A | 2025-04-21 | [21 empty] | 0 | [18 empty] | 0 |  | 0 | [24 empty] | 0
8926249 | U MI CIT | LEVEL 8 | IDF 8-438C | 8-320Z | CORRIDOR | 10 |  | BAS |  |  | BMS |  |  |  | BMS | [19 empty] | FACILITIES |  |  | 2A | 2025-04-21 | [21 empty] | 0 | [18 empty] | 0 |  | 0 | [24 empty] | 0
8926172 | U MI CIT | LEVEL 8 | IDF 8-438C | 8-320Z | CORRIDOR | 11 |  | BAS |  |  | BMS |  |  |  | BMS | [19 empty] | FACILITIES |  |  | 2A | 2025-04-21 | [21 empty] | 0 | [18 empty] | 0 |  | 0 | [24 empty] | 0
5089191 | U MI CIT | LEVEL 8 | IDF 8-334C | 8-325 | UNIV PATIENT RM | 7 |  | WAP |  |  | WAP |  |  |  | WAP SPARE | [19 empty] | HITS-WAP |  | 8-28 | 2A | 2025-04-21 | [21 empty] | 0 | [18 empty] | 0 |  | 0 | [24 empty] | 0
5089176 | U MI CIT | LEVEL 8 | IDF 8-438C | 8-331 | UNIV PATIENT RM | 7 |  | WAP |  |  | WAP |  |  |  | WAP SPARE | [19 empty] | HITS-WAP |  | 8-31 | 2A | 2025-04-21 | [21 empty] | 0 | [18 empty] | 0 |  | 0 | [24 empty] | 0
5089098 | U MI CIT | LEVEL 8 | IDF 8-438C | 8-333 | UNIV ISO PATIENT RM ADA | 8 |  | WAP |  |  | WAP |  |  |  | WAP SPARE | [19 empty] | HITS-WAP |  | 8-32 | 2A | 2025-04-21 | [21 empty] | 0 | [18 empty] | 0 |  | 0 | [24 empty] | 0
7058075 | U MI CIT | LEVEL 8 | IDF 8-334C | 8-334C | IDF | 1 |  | CAM |  |  | SECURITY - CAMERA | [23 empty] | DPSS SECURITY CAMERA |  |  | 0 | 2025-04-21 | [21 empty] | 0 | [18 empty] | 0 |  | 0 | [24 empty] | 0
7031066 | U MI CIT | LEVEL 8 | IDF 8-334C | 8-334C | IDF | 2 |  | BAS |  |  | BMS |  |  |  | BMS | [19 empty] | FACILITIES |  |  | 0 | 2025-04-21 | [21 empty] | 0 | [18 empty] | 0 |  | 0 | [24 empty] | 0
8897074 | U MI CIT | LEVEL 8 | IDF 8-334C | 8-334C | IDF | 3 |  | SP |  |  | SECURITY - PANEL |  |  |  | SECURITY - PANEL |  |  |  | SECURITY - PANEL | [11 empty] | SECURITY - PANEL |  |  |  | SECURITY |  |  | 0 | 2025-04-21 | [21 empty] | 0 | [18 empty] | 0 |  | 0 | [24 empty] | 0
8897094 | U MI CIT | LEVEL 8 | IDF 8-334C | 8-334C | IDF | 4 |  | NP |  |  | NURSE CALL-PANEL |  |  |  | NURSE CALL-PANEL | [19 empty] | HITS - EI |  |  | 0 | 2025-04-21 | [21 empty] | 0 | [18 empty] | 0 |  | 0 | [24 empty] | 0
5090883 | U MI CIT | LEVEL 8 | IDF 8-334C | 8-334C | IDF | 6 |  | WAP |  |  | WAP |  |  |  | WAP SPARE | [19 empty] | HITS-WAP |  |  | 0 | 2025-04-21 | [21 empty] | 0 | [18 empty] | 0 |  | 0 | [24 empty] | 0
7057061 | U MI CIT | LEVEL 8 | IDF 8-334C | 8-340Z | CORRIDOR | 1 |  | IC |  |  | INTERCOM | [23 empty] | INTERCOM |  |  | 2A | 2025-04-21 | [21 empty] | 0 | [18 empty] | 0 |  | 0 | [24 empty] | 0
8926276 | U MI CIT | LEVEL 8 | IDF 8-334C | 8-340Z | CORRIDOR | 4 |  | BAS |  |  | BMS |  |  |  | BMS | [19 empty] | FACILITIES |  |  | 2A | 2025-04-21 | [21 empty] | 0 | [18 empty] | 0 |  | 0 | [24 empty] | 0
5092114 | U MI CIT | LEVEL 8 | IDF 8-334C | 8-340Z | CORRIDOR | 6 |  | WAP |  |  | WAP |  |  |  | WAP SPARE | [19 empty] | HITS-WAP |  |  | 2A | 2025-04-21 | [21 empty] | 0 | [18 empty] | 0 |  | 0 | [24 empty] | 0
5090449 | U MI CIT | LEVEL 8 | IDF 8-438C | 8-356 | NOURISHMENT | 2 |  | WAP |  |  | WAP |  |  |  | WAP SPARE | [19 empty] | HITS-WAP |  |  | 2A | 2025-04-21 | [21 empty] | 0 | [18 empty] | 0 |  | 0 | [24 empty] | 0
5207372 | U MI CIT | LEVEL 8 | IDF 8-438C | 8-358 | MEDICATION | 5 |  | CAM |  |  | SECURITY - CAMERA | [23 empty] | DPSS SECURITY CAMERA |  |  | 2A | 2025-04-21 | [21 empty] | 0 | [18 empty] | 0 |  | 0 | [24 empty] | 0
4830824 | U MI CIT | LEVEL 8 | IDF 8-438C | 8-373 | PNEUMATIC TUBE | 2 |  | PT |  |  | P-TUBE |  |  |  | WIRED SPARE | [19 empty] | P-TUBE |  |  | 2A | 2025-04-21 | [21 empty] | 0 | [18 empty] | 0 |  | 0 | [24 empty] | 0
5088470 | U MI CIT | LEVEL 8 | IDF 8-438C | 8-401 | UNIV PATIENT RM | 8 |  | WAP |  |  | WAP |  |  |  | WAP SPARE | [19 empty] | HITS-WAP |  | 8-33 | 2A | 2025-04-21 | [21 empty] | 0 | [18 empty] | 0 |  | 0 | [24 empty] | 0
5088655 | U MI CIT | LEVEL 8 | IDF 8-438C | 8-402 | NURSES STATION | 10 |  | WAP |  |  | WAP |  |  |  | WAP SPARE | [19 empty] | HITS-WAP |  |  | 2A | 2025-04-21 | [21 empty] | 0 | [18 empty] | 0 |  | 0 | [24 empty] | 0
5092195 | U MI CIT | LEVEL 8 | IDF 8-438C | 8-404 | WORKSTATION, TECHS | 13 |  | WAP |  |  | WAP |  |  |  | WAP SPARE | [19 empty] | HITS-WAP |  |  | 2A | 2025-04-21 | [21 empty] | 0 | [18 empty] | 0 |  | 0 | [24 empty] | 0
8685949 | U MI CIT | LEVEL 8 | IDF 8-438C | 8-406 | EEG | 6 |  | CAM |  |  | PATIENT CAMERA | [23 empty] | PATIENT CAMERA |  |  | 2A | 2025-04-21 | [21 empty] | 0 | [18 empty] | 0 |  | 0 | [24 empty] | 0
5088550 | U MI CIT | LEVEL 8 | IDF 8-438C | 8-407 | UNIV PATIENT RM | 8 |  | WAP |  |  | WAP |  |  |  | WAP SPARE | [19 empty] | HITS-WAP |  | 8-36 | 2A | 2025-04-21 | [21 empty] | 0 | [18 empty] | 0 |  | 0 | [24 empty] | 0
7055732 | U MI CIT | LEVEL 8 | IDF 8-438C | 8-410Z | CORRIDOR | 4 |  | CAM |  |  | SECURITY - CAMERA | [23 empty] | DPSS SECURITY CAMERA |  |  | 2A | 2025-04-21 | [21 empty] | 0 | [18 empty] | 0 |  | 0 | [24 empty] | 0
5088973 | U MI CIT | LEVEL 8 | IDF 8-438C | 8-410Z | CORRIDOR | 5 |  | WAP |  |  | WAP |  |  |  | WAP SPARE | [19 empty] | HITS-WAP |  |  | 2A | 2025-04-21 | [21 empty] | 0 | [18 empty] | 0 |  | 0 | [24 empty] | 0
7055493 | U MI CIT | LEVEL 8 | IDF 8-438C | 8-410Z | CORRIDOR | 7 |  | CAM |  |  | SECURITY - CAMERA | [23 empty] | DPSS SECURITY CAMERA |  |  | 2A | 2025-04-21 | [21 empty] | 0 | [18 empty] | 0 |  | 0 | [24 empty] | 0
7055295 | U MI CIT | LEVEL 8 | IDF 8-438C | 8-410Z | CORRIDOR | 9 |  | CAM |  |  | SECURITY - CAMERA | [23 empty] | DPSS SECURITY CAMERA |  |  | 2A | 2025-04-21 | [21 empty] | 0 | [18 empty] | 0 |  | 0 | [24 empty] | 0
8926088 | U MI CIT | LEVEL 8 | IDF 8-438C | 8-410Z | CORRIDOR | 10 |  | BAS |  |  | BMS |  |  |  | BMS | [19 empty] | FACILITIES |  |  | 2A | 2025-04-21 | [21 empty] | 0 | [18 empty] | 0 |  | 0 | [24 empty] | 0
5088519 | U MI CIT | LEVEL 8 | IDF 8-438C | 8-410Z | CORRIDOR | 11 |  | WAP |  |  | WAP |  |  |  | WAP SPARE | [19 empty] | HITS-WAP |  |  | 2A | 2025-04-21 | [21 empty] | 0 | [18 empty] | 0 |  | 0 | [24 empty] | 0
5205415 | U MI CIT | LEVEL 8 | IDF 8-438C | 8-410Z | CORRIDOR | 12 |  | CAM |  |  | SECURITY - CAMERA | [23 empty] | DPSS SECURITY CAMERA |  |  | 2A | 2025-04-21 | [21 empty] | 0 | [18 empty] | 0 |  | 0 | [24 empty] | 0
5088756 | U MI CIT | LEVEL 8 | IDF 8-438C | 8-413 | EMU PATIENT RM | 9 |  | WAP |  |  | WAP |  |  |  | WAP SPARE | [19 empty] | HITS-WAP |  | 8-39 | 2A | 2025-04-21 | [21 empty] | 0 | [18 empty] | 0 |  | 0 | [24 empty] | 0
8926047 | U MI CIT | LEVEL 8 | IDF 8-438C | 8-413 | EMU PATIENT RM | 11 |  | BAS |  |  | BMS |  |  |  | BMS | [19 empty] | FACILITIES |  | 8-39 | 2A | 2025-04-21 | [21 empty] | 0 | [18 empty] | 0 |  | 0 | [24 empty] | 0
8925993 | U MI CIT | LEVEL 8 | IDF 8-438C | 8-417 | EMU PATIENT RM | 9 |  | BAS |  |  | BMS |  |  |  | BMS | [19 empty] | FACILITIES |  | 8-41 | 2A | 2025-04-21 | [21 empty] | 0 | [18 empty] | 0 |  | 0 | [24 empty] | 0
5088988 | U MI CIT | LEVEL 8 | IDF 8-438C | 8-419 | EMU PATIENT RM | 9 |  | WAP |  |  | WAP |  |  |  | WAP SPARE | [19 empty] | HITS-WAP |  | 8-42 | 2A | 2025-04-21 | [21 empty] | 0 | [18 empty] | 0 |  | 0 | [24 empty] | 0
5089056 | U MI CIT | LEVEL 8 | IDF 8-438C | 8-425 | STAFF LOUNGE | 3 |  | WAP |  |  | WAP |  |  |  | WAP SPARE | [19 empty] | HITS-WAP |  |  | 2A | 2025-04-21 | [21 empty] | 0 | [18 empty] | 0 |  | 0 | [24 empty] | 0
5089035 | U MI CIT | LEVEL 8 | IDF 8-438C | 8-427 | DAY ROOM | 5 |  | WAP |  |  | WAP |  |  |  | WAP SPARE | [19 empty] | HITS-WAP |  |  | 2A | 2025-04-21 | [21 empty] | 0 | [18 empty] | 0 |  | 0 | [24 empty] | 0
7596535 | U MI CIT | LEVEL 8 | IDF 8-438C | 8-432E | ELECTRICAL ROOM | 1 |  | BAS |  |  | BMS |  |  |  | BMS | [19 empty] | FACILITIES |  |  | 2A | 2025-04-21 | [21 empty] | 0 | [18 empty] | 0 |  | 0 | [24 empty] | 0
9100769 | U MI CIT | LEVEL 8 | IDF 8-438C | 8-432E | ELECTRICAL ROOM | 2 |  | BAS |  |  | BMS |  |  |  | BMS | [19 empty] | FACILITIES |  |  | 2A | 2025-04-21 | [21 empty] | 0 | [18 empty] | 0 |  | 0 | [24 empty] | 0
9100837 | U MI CIT | LEVEL 8 | IDF 8-438C | 8-432E | ELECTRICAL ROOM | 3 |  | BAS |  |  | BMS |  |  |  | BMS | [19 empty] | FACILITIES |  |  | 2A | 2025-04-21 | [21 empty] | 0 | [18 empty] | 0 |  | 0 | [24 empty] | 0
9100869 | U MI CIT | LEVEL 8 | IDF 8-438C | 8-432E | ELECTRICAL ROOM | 4 |  | BAS |  |  | BMS |  |  |  | BMS | [19 empty] | FACILITIES |  |  | 2A | 2025-04-21 | [21 empty] | 0 | [18 empty] | 0 |  | 0 | [24 empty] | 0
9100929 | U MI CIT | LEVEL 8 | IDF 8-438C | 8-432E | ELECTRICAL ROOM | 5 |  | BAS |  |  | BMS |  |  |  | BMS | [19 empty] | FACILITIES |  |  | 2A | 2025-04-21 | [21 empty] | 0 | [18 empty] | 0 |  | 0 | [24 empty] | 0
9100973 | U MI CIT | LEVEL 8 | IDF 8-438C | 8-432E | ELECTRICAL ROOM | 6 |  | BAS |  |  | BMS |  |  |  | BMS | [19 empty] | FACILITIES |  |  | 2A | 2025-04-21 | [21 empty] | 0 | [18 empty] | 0 |  | 0 | [24 empty] | 0
8926155 | U MI CIT | LEVEL 8 | IDF 8-438C | 8-436 | EQUIPMENT STORAGE | 2 |  | BAS |  |  | BMS |  |  |  | BMS | [19 empty] | FACILITIES |  |  | 2A | 2025-04-21 | [21 empty] | 0 | [18 empty] | 0 |  | 0 | [24 empty] | 0
7057886 | U MI CIT | LEVEL 8 | IDF 8-438C | 8-438C | IDF | 1 |  | CAM |  |  | SECURITY - CAMERA | [23 empty] | DPSS SECURITY CAMERA |  |  | 0 | 2025-04-21 | [21 empty] | 0 | [18 empty] | 0 |  | 0 | [24 empty] | 0
8897475 | U MI CIT | LEVEL 8 | IDF 8-438C | 8-438C | IDF | 2 |  | NP |  |  | NURSE CALL-PANEL |  |  |  | NURSE CALL-PANEL | [19 empty] | HITS - EI |  |  | 0 | 2025-04-21 | [21 empty] | 0 | [18 empty] | 0 |  | 0 | [24 empty] | 0
8897433 | U MI CIT | LEVEL 8 | IDF 8-438C | 8-438C | IDF | 3 |  | SP |  |  | SECURITY - PANEL |  |  |  | SECURITY - PANEL |  |  |  | SECURITY - PANEL | [11 empty] | SECURITY - PANEL |  |  |  | SECURITY |  |  | 0 | 2025-04-21 | [21 empty] | 0 | [18 empty] | 0 |  | 0 | [24 empty] | 0
7031223 | U MI CIT | LEVEL 8 | IDF 8-438C | 8-438C | IDF | 4 |  | BAS |  |  | BMS |  |  |  | BMS | [19 empty] | FACILITIES |  |  | 0 | 2025-04-21 | [21 empty] | 0 | [18 empty] | 0 |  | 0 | [24 empty] | 0
8926346 | U MI CIT | LEVEL 8 | IDF 8-438C | 8-444 | MEDICATION | 5 |  | BAS |  |  | BMS |  |  |  | BMS | [19 empty] | FACILITIES |  |  | 2A | 2025-04-21 | [21 empty] | 0 | [18 empty] | 0 |  | 0 | [24 empty] | 0
6621745 | U MI CIT | LEVEL 8 | IDF 8-438C | 8-444 | MEDICATION | 6 |  | CAM |  |  | SECURITY - CAMERA | [23 empty] | DPSS SECURITY CAMERA |  |  | 2A | 2025-04-21 | [21 empty] | 0 | [18 empty] | 0 |  | 0 | [24 empty] | 0
5092592 | U MI CIT | LEVEL 8 | IDF 8-438C | 8-444A | CONFERENCE ROOM | 5 |  | WAP |  |  | WAP |  |  |  | WAP SPARE | [19 empty] | HITS-WAP |  |  | 2A | 2025-04-21 | [21 empty] | 0 | [18 empty] | 0 |  | 0 | [24 empty] | 0
7056337 | U MI CIT | LEVEL 8 | IDF 8-438C | 8-448 | NURSE STATION | 1 |  | IC |  |  | INTERCOM | [23 empty] | INTERCOM |  |  | 2A | 2025-04-21 | [21 empty] | 0 | [18 empty] | 0 |  | 0 | [24 empty] | 0
8926443 | U MI CIT | LEVEL 8 | IDF 8-438C | 8-452 | EQUIPMENT STORAGE | 3 |  | BAS |  |  | BMS |  |  |  | BMS | [19 empty] | FACILITIES |  |  | 2A | 2025-04-21 | [21 empty] | 0 | [18 empty] | 0 |  | 0 | [24 empty] | 0
5208019 | U MI CIT | LEVEL 8 | IDF 8-334C | 8-500Z | FIRE SERV/ PAT. ELEV LOBBY | 2 |  | CAM |  |  | SECURITY - CAMERA | [23 empty] | DPSS SECURITY CAMERA |  |  | 2A | 2025-04-21 | [21 empty] | 0 | [18 empty] | 0 |  | 0 | [24 empty] | 0
8926424 | U MI CIT | LEVEL 8 | IDF 8-438C | 8-501 | EMU PATIENT RM | 9 |  | BAS |  |  | BMS |  |  |  | BMS | [19 empty] | FACILITIES |  | 8-45 | 2A | 2025-04-21 | [21 empty] | 0 | [18 empty] | 0 |  | 0 | [24 empty] | 0
5092671 | U MI CIT | LEVEL 8 | IDF 8-438C | 8-505 | EMU PATIENT RM | 9 |  | WAP |  |  | WAP |  |  |  | WAP SPARE | [19 empty] | HITS-WAP |  | 8-47 | 2A | 2025-04-21 | [21 empty] | 0 | [18 empty] | 0 |  | 0 | [24 empty] | 0
7057576 | U MI CIT | LEVEL 8 | IDF 8-334C | 8-510Z | CORRIDOR | 1 |  | IC |  |  | INTERCOM | [23 empty] | INTERCOM |  |  | 2A | 2025-04-21 | [21 empty] | 0 | [18 empty] | 0 |  | 0 | [24 empty] | 0
5092607 | U MI CIT | LEVEL 8 | IDF 8-334C | 8-510Z | CORRIDOR | 2 |  | WAP |  |  | WAP |  |  |  | WAP SPARE | [19 empty] | HITS-WAP |  |  | 2A | 2025-04-21 | [21 empty] | 0 | [18 empty] | 0 |  | 0 | [24 empty] | 0
5092622 | U MI CIT | LEVEL 8 | IDF 8-334C | 8-511 | OFFICE, SHARED | 9 |  | WAP |  |  | WAP |  |  |  | WAP SPARE | [19 empty] | HITS-WAP |  |  | 2A | 2025-04-21 | [21 empty] | 0 | [18 empty] | 0 |  | 0 | [24 empty] | 0
5208087 | U MI CIT | LEVEL 8 | IDF 8-334C | 8-518 | CHECK-IN/ CHECK OUT | 4 |  | CAM |  |  | SECURITY - CAMERA | [23 empty] | DPSS SECURITY CAMERA |  |  | 2A | 2025-04-21 | [21 empty] | 0 | [18 empty] | 0 |  | 0 | [24 empty] | 0
5091774 | U MI CIT | LEVEL 8 | IDF 8-334C | 8-518 | CHECK-IN/ CHECK OUT | 5 |  | WAP |  |  | WAP |  |  |  | WAP SPARE | [19 empty] | HITS-WAP |  |  | 2A | 2025-04-21 | [21 empty] | 0 | [18 empty] | 0 |  | 0 | [24 empty] | 0
5207919 | U MI CIT | LEVEL 8 | IDF 8-334C | 8-530Z | CORRIDOR | 1 |  | CAM |  |  | SECURITY - CAMERA | [23 empty] | DPSS SECURITY CAMERA |  |  | 2A | 2025-04-21 | [21 empty] | 0 | [18 empty] | 0 |  | 0 | [24 empty] | 0
5092503 | U MI CIT | LEVEL 8 | IDF 8-334C | 8-530Z | CORRIDOR | 2 |  | WAP |  |  | WAP |  |  |  | WAP SPARE | [19 empty] | HITS-WAP |  |  | 2A | 2025-04-21 | [21 empty] | 0 | [18 empty] | 0 |  | 0 | [24 empty] | 0
5207979 | U MI CIT | LEVEL 8 | IDF 8-334C | 8-540Z | CORRIDOR | 1 |  | CAM |  |  | SECURITY - CAMERA | [23 empty] | DPSS SECURITY CAMERA |  |  | 2A | 2025-04-21 | [21 empty] | 0 | [18 empty] | 0 |  | 0 | [24 empty] | 0
5216215 | U MI CIT | LEVEL 9 | IDF 9-334C | 9-000Z | PUBLIC ELEVATOR LOBBY | 1 |  | CAM |  |  | SECURITY - CAMERA | [23 empty] | DPSS SECURITY CAMERA |  |  | 2B | 2025-04-07 | [21 empty] | 0 | [18 empty] | 0 |  | 0 | [24 empty] | 0
5218389 | U MI CIT | LEVEL 9 | IDF 9-122C | 9-004X | STAIR 3 | 1 |  | CAM |  |  | SECURITY - CAMERA | [23 empty] | DPSS SECURITY CAMERA |  |  | 2B | 2025-04-07 | [21 empty] | 0 | [18 empty] | 0 |  | 0 | [24 empty] | 0
5212838 | U MI CIT | LEVEL 9 | IDF 9-438C | 9-005X | STAIR 2 | 1 |  | CAM |  |  | SECURITY - CAMERA | [23 empty] | DPSS SECURITY CAMERA |  |  | 2B | 2025-04-07 | [21 empty] | 0 | [18 empty] | 0 |  | 0 | [24 empty] | 0
4480354 | U MI CIT | LEVEL 9 | IDF 9-334C | 9-006X | STAIR 1 | 1 |  | CAM |  |  | SECURITY - CAMERA | [23 empty] | DPSS SECURITY CAMERA |  |  | 2B | 2025-04-07 | [21 empty] | 0 | [18 empty] | 0 |  | 0 | [24 empty] | 0
5104474 | U MI CIT | LEVEL 9 | IDF 9-334C | 9-010Z | CORRIDOR | 1 |  | WAP |  |  | WAP |  |  |  | WAP SPARE | [19 empty] | HITS-WAP |  |  | 2B | 2025-04-07 | [21 empty] | 0 | [18 empty] | 0 |  | 0 | [24 empty] | 0
5102336 | U MI CIT | LEVEL 9 | IDF 9-334C | 9-011 | FAMILY LOUNGE | 1 |  | WAP |  |  | WAP |  |  |  | WAP SPARE | [19 empty] | HITS-WAP |  |  | 2B | 2025-04-07 | [21 empty] | 0 | [18 empty] | 0 |  | 0 | [24 empty] | 0
7062408 | U MI CIT | LEVEL 9 | IDF 9-334C | 9-011 | FAMILY LOUNGE | 2 |  | IC |  |  | INTERCOM | [23 empty] | INTERCOM |  |  | 2B | 2025-04-07 | [21 empty] | 0 | [18 empty] | 0 |  | 0 | [24 empty] | 0
5216594 | U MI CIT | LEVEL 9 | IDF 9-334C | 9-011 | FAMILY LOUNGE | 3 |  | CAM |  |  | SECURITY - CAMERA | [23 empty] | DPSS SECURITY CAMERA |  |  | 2B | 2025-04-07 | [21 empty] | 0 | [18 empty] | 0 |  | 0 | [24 empty] | 0
4485843 | U MI CIT | LEVEL 9 | IDF 9-334C | 9-017 | PTUBE | 1 |  | PT |  |  | P-TUBE |  |  |  | WIRED SPARE | [19 empty] | P-TUBE |  |  | 2B | 2025-04-07 | [21 empty] | 0 | [18 empty] | 0 |  | 0 | [24 empty] | 0
7064746 | U MI CIT | LEVEL 9 | IDF 9-334C | 9-100Z | CORRIDOR | 4 |  | CAM |  |  | SECURITY - CAMERA | [23 empty] | DPSS SECURITY CAMERA |  |  | 2B | 2025-04-07 | [21 empty] | 0 | [18 empty] | 0 |  | 0 | [24 empty] | 0
5104752 | U MI CIT | LEVEL 9 | IDF 9-122C | 9-100Z | CORRIDOR | 6 |  | WAP |  |  | WAP |  |  |  | WAP SPARE | [19 empty] | HITS-WAP |  |  | 2B | 2025-04-07 | [21 empty] | 0 | [18 empty] | 0 |  | 0 | [24 empty] | 0
5102181 | U MI CIT | LEVEL 9 | IDF 9-122C | 9-100Z | CORRIDOR | 8 |  | WAP |  |  | WAP |  |  |  | WAP SPARE | [19 empty] | HITS-WAP |  |  | 2B | 2025-04-07 | [21 empty] | 0 | [18 empty] | 0 |  | 0 | [24 empty] | 0
5218348 | U MI CIT | LEVEL 9 | IDF 9-122C | 9-100Z | CORRIDOR | 9 |  | CAM |  |  | SECURITY - CAMERA | [23 empty] | DPSS SECURITY CAMERA |  |  | 2B | 2025-04-07 | [21 empty] | 0 | [18 empty] | 0 |  | 0 | [24 empty] | 0
8991390 | U MI CIT | LEVEL 9 | IDF 9-122C | 9-100Z | CORRIDOR | 10 |  | BAS |  |  | BMS |  |  |  | BMS | [19 empty] | FACILITIES |  |  | 2B | 2025-04-07 | [21 empty] | 0 | [18 empty] | 0 |  | 0 | [24 empty] | 0
8984302 | U MI CIT | LEVEL 9 | IDF 9-334C | 9-101 | UNIV PATIENT RM | 3 |  | BAS |  |  | BMS |  |  |  | BMS | [19 empty] | FACILITIES |  | 9-01 | 2B | 2025-04-07 | [21 empty] | 0 | [18 empty] | 0 |  | 0 | [24 empty] | 0
5102287 | U MI CIT | LEVEL 9 | IDF 9-122C | 9-105 | UNIV PATIENT RM | 9 |  | WAP |  |  | WAP |  |  |  | WAP SPARE | [19 empty] | HITS-WAP |  | 9-03 | 2B | 2025-04-07 | [21 empty] | 0 | [18 empty] | 0 |  | 0 | [24 empty] | 0
5217408 | U MI CIT | LEVEL 9 | IDF 9-334C | 9-108 | MEDICATION | 5 |  | CAM |  |  | SECURITY - CAMERA | [23 empty] | DPSS SECURITY CAMERA |  |  | 2B | 2025-04-07 | [21 empty] | 0 | [18 empty] | 0 |  | 0 | [24 empty] | 0
5102272 | U MI CIT | LEVEL 9 | IDF 9-122C | 9-111 | UNIV PATIENT RM | 9 |  | WAP |  |  | WAP |  |  |  | WAP SPARE | [19 empty] | HITS-WAP |  | 9-06 | 2B | 2025-04-07 | [21 empty] | 0 | [18 empty] | 0 |  | 0 | [24 empty] | 0
5102257 | U MI CIT | LEVEL 9 | IDF 9-122C | 9-117 | UNIV PATIENT RM ADA | 9 |  | WAP |  |  | WAP |  |  |  | WAP SPARE | [19 empty] | HITS-WAP |  | 9-09 | 2B | 2025-04-07 | [21 empty] | 0 | [18 empty] | 0 |  | 0 | [24 empty] | 0
7065371 | U MI CIT | LEVEL 9 | IDF 9-334C | 9-122C | IDF | 2 |  | CAM |  |  | SECURITY - CAMERA | [23 empty] | DPSS SECURITY CAMERA |  |  | 0 | 2025-02-01 | [21 empty] | 0 | [18 empty] | 0 |  | 0 | [24 empty] | 0
8898071 | U MI CIT | LEVEL 9 | IDF 9-334C | 9-122C | IDF | 3 |  | NP |  |  | NURSE CALL-PANEL |  |  |  | NURSE CALL-PANEL | [19 empty] | HITS - EI |  |  | 0 | 2025-02-01 | [21 empty] | 0 | [18 empty] | 0 |  | 0 | [24 empty] | 0
8898027 | U MI CIT | LEVEL 9 | IDF 9-334C | 9-122C | IDF | 4 |  | SP |  |  | SECURITY - PANEL |  |  |  | SECURITY - PANEL |  |  |  | SECURITY - PANEL | [11 empty] | SECURITY - PANEL |  |  |  | SECURITY |  |  | 0 | [22 empty] | 0 | [18 empty] | 0 |  | 0 | [24 empty] | 0
7030437 | U MI CIT | LEVEL 9 | IDF 9-334C | 9-122C | IDF | 5 |  | BAS |  |  | BMS |  |  |  | BMS | [19 empty] | FACILITIES |  |  | 0 | 2025-02-01 | [21 empty] | 0 | [18 empty] | 0 |  | 0 | [24 empty] | 0
5103286 | U MI CIT | LEVEL 9 | IDF 9-334C | 9-128 | STAFF LOUNGE/ LOCKERS | 2 |  | WAP |  |  | WAP |  |  |  | WAP SPARE | [19 empty] | HITS-WAP |  |  | 2B | 2025-04-07 | [21 empty] | 0 | [18 empty] | 0 |  | 0 | [24 empty] | 0
7065125 | U MI CIT | LEVEL 9 | IDF 9-334C | 9-130Z | CORRIDOR | 1 |  | IC |  |  | INTERCOM | [23 empty] | INTERCOM |  |  | 2B | 2025-04-07 | [21 empty] | 0 | [18 empty] | 0 |  | 0 | [24 empty] | 0
5103584 | U MI CIT | LEVEL 9 | IDF 9-334C | 9-130Z | CORRIDOR | 3 |  | WAP |  |  | WAP |  |  |  | WAP SPARE | [19 empty] | HITS-WAP |  |  | 2B | 2025-04-07 | [21 empty] | 0 | [18 empty] | 0 |  | 0 | [24 empty] | 0
8991445 | U MI CIT | LEVEL 9 | IDF 9-334C | 9-130Z | CORRIDOR | 4 |  | BAS |  |  | BMS |  |  |  | BMS | [19 empty] | FACILITIES |  |  | 2B | 2025-04-07 | [21 empty] | 0 | [18 empty] | 0 |  | 0 | [24 empty] | 0
5104593 | U MI CIT | LEVEL 9 | IDF 9-334C | 9-138 | LOGISTICS/ DISPOSAL HOLD | 1 |  | WAP |  |  | WAP |  |  |  | WAP SPARE | [19 empty] | HITS-WAP |  |  | 2B | 2025-04-07 | [21 empty] | 0 | [18 empty] | 0 |  | 0 | [24 empty] | 0
5217393 | U MI CIT | LEVEL 9 | IDF 9-334C | 9-138 | LOGISTICS/ DISPOSAL HOLD | 2 |  | CAM |  |  | SECURITY - CAMERA | [23 empty] | DPSS SECURITY CAMERA |  |  | 2B | 2025-04-07 | [21 empty] | 0 | [18 empty] | 0 |  | 0 | [24 empty] | 0
8991515 | U MI CIT | LEVEL 9 | IDF 9-334C | 9-138 | LOGISTICS/ DISPOSAL HOLD | 3 |  | BAS |  |  | BMS |  |  |  | BMS | [19 empty] | FACILITIES |  |  | 2B | 2025-04-07 | [21 empty] | 0 | [18 empty] | 0 |  | 0 | [24 empty] | 0
7064382 | U MI CIT | LEVEL 9 | IDF 9-122C | 9-200Z | CORRIDOR | 4 |  | CAM |  |  | SECURITY - CAMERA | [23 empty] | DPSS SECURITY CAMERA |  |  | 2B | 2025-04-07 | [21 empty] | 0 | [18 empty] | 0 |  | 0 | [24 empty] | 0
5105190 | U MI CIT | LEVEL 9 | IDF 9-122C | 9-200Z | CORRIDOR | 5 |  | WAP |  |  | WAP |  |  |  | WAP SPARE | [19 empty] | HITS-WAP |  |  | 2B | 2025-04-07 | [21 empty] | 0 | [18 empty] | 0 |  | 0 | [24 empty] | 0
7064486 | U MI CIT | LEVEL 9 | IDF 9-122C | 9-200Z | CORRIDOR | 7 |  | CAM |  |  | SECURITY - CAMERA | [23 empty] | DPSS SECURITY CAMERA |  |  | 2B | 2025-04-07 | [21 empty] | 0 | [18 empty] | 0 |  | 0 | [24 empty] | 0
5101984 | U MI CIT | LEVEL 9 | IDF 9-122C | 9-201 | UNIV ISO PATIENT RM | 8 |  | WAP |  |  | WAP |  |  |  | WAP SPARE | [19 empty] | HITS-WAP |  | 9-10 | 2B | 2025-04-07 | [21 empty] | 0 | [18 empty] | 0 |  | 0 | [24 empty] | 0
8991335 | U MI CIT | LEVEL 9 | IDF 9-122C | 9-202 | CLEAN UTILITY | 2 |  | BAS |  |  | BMS |  |  |  | BMS | [19 empty] | FACILITIES |  |  | 2B | 2025-04-07 | [21 empty] | 0 | [18 empty] | 0 |  | 0 | [24 empty] | 0
5101937 | U MI CIT | LEVEL 9 | IDF 9-122C | 9-205 | UNIV PATIENT RM | 9 |  | WAP |  |  | WAP |  |  |  | WAP SPARE | [19 empty] | HITS-WAP |  | 9-12 | 2B | 2025-04-07 | [21 empty] | 0 | [18 empty] | 0 |  | 0 | [24 empty] | 0
5104869 | U MI CIT | LEVEL 9 | IDF 9-122C | 9-206 | TEAM ROOM | 16 |  | WAP |  |  | WAP |  |  |  | WAP SPARE | [19 empty] | HITS-WAP |  |  | 2B | 2025-04-07 | [21 empty] | 0 | [18 empty] | 0 |  | 0 | [24 empty] | 0
5101894 | U MI CIT | LEVEL 9 | IDF 9-122C | 9-211 | UNIV PATIENT RM ADA | 9 |  | WAP |  |  | WAP |  |  |  | WAP SPARE | [19 empty] | HITS-WAP |  | 9-15 | 2B | 2025-04-07 | [21 empty] | 0 | [18 empty] | 0 |  | 0 | [24 empty] | 0
5101625 | U MI CIT | LEVEL 9 | IDF 9-122C | 9-213A | CONSULT VESTIBULE | 1 |  | WAP |  |  | WAP |  |  |  | WAP SPARE | [19 empty] | HITS-WAP |  |  | 2B | 2025-04-07 | [21 empty] | 0 | [18 empty] | 0 |  | 0 | [24 empty] | 0
8991568 | U MI CIT | LEVEL 9 | IDF 9-122C | 9-213A | CONSULT VESTIBULE | 12 |  | BAS |  |  | BMS |  |  |  | BMS | [19 empty] | FACILITIES |  |  | 2B | 2025-04-07 | [21 empty] | 0 | [18 empty] | 0 |  | 0 | [24 empty] | 0
5104979 | U MI CIT | LEVEL 9 | IDF 9-122C | 9-214 | COMMUNAL TEAMING | 6 |  | WAP |  |  | WAP |  |  |  | WAP SPARE | [19 empty] | HITS-WAP |  |  | 2B | 2025-04-07 | [21 empty] | 0 | [18 empty] | 0 |  | 0 | [24 empty] | 0
7064518 | U MI CIT | LEVEL 9 | IDF 9-122C | 9-222 | MED GAS | 1 |  | CAM |  |  | SECURITY - CAMERA | [23 empty] | DPSS SECURITY CAMERA |  |  | 2B | 2025-04-07 | [21 empty] | 0 | [18 empty] | 0 |  | 0 | [24 empty] | 0
5103716 | U MI CIT | LEVEL 9 | IDF 9-122C | 9-226 | STAFF LACTATION | 1 |  | WAP |  |  | WAP |  |  |  | WAP SPARE | [19 empty] | HITS-WAP |  |  | 2B | 2025-04-07 | [21 empty] | 0 | [18 empty] | 0 |  | 0 | [24 empty] | 0
7596586 | U MI CIT | LEVEL 9 | IDF 9-122C | 9-236E | ELECTRICAL ROOM | 1 |  | BAS |  |  | BMS |  |  |  | BMS | [19 empty] | FACILITIES |  |  | 2B | 2025-04-07 | [21 empty] | 0 | [18 empty] | 0 |  | 0 | [24 empty] | 0
9102153 | U MI CIT | LEVEL 9 | IDF 9-122C | 9-236E | ELECTRICAL ROOM | 3 |  | BAS |  |  | BMS |  |  |  | BMS | [19 empty] | FACILITIES |  |  | 2B | 2025-04-07 | [21 empty] | 0 | [18 empty] | 0 |  | 0 | [24 empty] | 0
9102197 | U MI CIT | LEVEL 9 | IDF 9-122C | 9-236E | ELECTRICAL ROOM | 4 |  | BAS |  |  | BMS |  |  |  | BMS | [19 empty] | FACILITIES |  |  | 2B | 2025-04-07 | [21 empty] | 0 | [18 empty] | 0 |  | 0 | [24 empty] | 0
9102225 | U MI CIT | LEVEL 9 | IDF 9-122C | 9-236E | ELECTRICAL ROOM | 5 |  | BAS |  |  | BMS |  |  |  | BMS | [19 empty] | FACILITIES |  |  | 2B | 2025-04-07 | [21 empty] | 0 | [18 empty] | 0 |  | 0 | [24 empty] | 0
9102253 | U MI CIT | LEVEL 9 | IDF 9-122C | 9-236E | ELECTRICAL ROOM | 6 |  | BAS |  |  | BMS |  |  |  | BMS | [19 empty] | FACILITIES |  |  | 2B | 2025-04-07 | [21 empty] | 0 | [18 empty] | 0 |  | 0 | [24 empty] | 0
9102281 | U MI CIT | LEVEL 9 | IDF 9-122C | 9-236E | ELECTRICAL ROOM | 7 |  | BAS |  |  | BMS |  |  |  | BMS | [19 empty] | FACILITIES |  |  | 2B | 2025-04-07 | [21 empty] | 0 | [18 empty] | 0 |  | 0 | [24 empty] | 0
5101514 | U MI CIT | LEVEL 9 | IDF 9-122C | 9-303 | UNIV PATIENT RM | 9 |  | WAP |  |  | WAP |  |  |  | WAP SPARE | [19 empty] | HITS-WAP |  | 9-17 | 2B | 2025-04-07 | [21 empty] | 0 | [18 empty] | 0 |  | 0 | [24 empty] | 0
5218102 | U MI CIT | LEVEL 9 | IDF 9-122C | 9-308 | MEDICATION | 6 |  | CAM |  |  | SECURITY - CAMERA | [23 empty] | DPSS SECURITY CAMERA |  |  | 2B | 2025-04-07 | [21 empty] | 0 | [18 empty] | 0 |  | 0 | [24 empty] | 0
5103875 | U MI CIT | LEVEL 9 | IDF 9-122C | 9-308 | MEDICATION | 7 |  | WAP |  |  | WAP |  |  |  | WAP SPARE | [19 empty] | HITS-WAP |  |  | 2B | 2025-04-07 | [21 empty] | 0 | [18 empty] | 0 |  | 0 | [24 empty] | 0
5218134 | U MI CIT | LEVEL 9 | IDF 9-122C | 9-308 | MEDICATION | 8 |  | CAM |  |  | SECURITY - CAMERA | [23 empty] | DPSS SECURITY CAMERA |  |  | 2B | 2025-04-07 | [21 empty] | 0 | [18 empty] | 0 |  | 0 | [24 empty] | 0
5101347 | U MI CIT | LEVEL 9 | IDF 9-122C | 9-309 | UNIV PATIENT RM | 9 |  | WAP |  |  | WAP |  |  |  | WAP SPARE | [19 empty] | HITS-WAP |  | 9-20 | 2B | 2025-04-07 | [21 empty] | 0 | [18 empty] | 0 |  | 0 | [24 empty] | 0
8984106 | U MI CIT | LEVEL 9 | IDF 9-334C | 9-310Z | CORRIDOR | 5 |  | BAS |  |  | BMS |  |  |  | BMS | [19 empty] | FACILITIES |  |  | 2B | 2025-04-07 | [21 empty] | 0 | [18 empty] | 0 |  | 0 | [24 empty] | 0
7064089 | U MI CIT | LEVEL 9 | IDF 9-334C | 9-310Z | CORRIDOR | 6 |  | CAM |  |  | SECURITY - CAMERA | [23 empty] | DPSS SECURITY CAMERA |  |  | 2B | 2025-04-07 | [21 empty] | 0 | [18 empty] | 0 |  | 0 | [24 empty] | 0
5103655 | U MI CIT | LEVEL 9 | IDF 9-122C | 9-310Z | CORRIDOR | 7 |  | WAP |  |  | WAP |  |  |  | WAP SPARE | [19 empty] | HITS-WAP |  |  | 2B | 2025-04-07 | [21 empty] | 0 | [18 empty] | 0 |  | 0 | [24 empty] | 0
8984220 | U MI CIT | LEVEL 9 | IDF 9-334C | 9-315 | UNIV PATIENT RM | 3 |  | BAS |  |  | BMS |  |  |  | BMS | [19 empty] | FACILITIES |  | 9-23 | 2B | 2025-04-07 | [21 empty] | 0 | [18 empty] | 0 |  | 0 | [24 empty] | 0
5101332 | U MI CIT | LEVEL 9 | IDF 9-334C | 9-315 | UNIV PATIENT RM | 9 |  | WAP |  |  | WAP |  |  |  | WAP SPARE | [19 empty] | HITS-WAP |  | 9-23 | 2B | 2025-04-07 | [21 empty] | 0 | [18 empty] | 0 |  | 0 | [24 empty] | 0
5101235 | U MI CIT | LEVEL 9 | IDF 9-334C | 9-317 | UNIV ISO PATIENT RM | 8 |  | WAP |  |  | WAP |  |  |  | WAP SPARE | [19 empty] | HITS-WAP |  | 9-24 | 2B | 2025-04-07 | [21 empty] | 0 | [18 empty] | 0 |  | 0 | [24 empty] | 0
8983994 | U MI CIT | LEVEL 9 | IDF 9-334C | 9-319 | UNIV PATIENT RM | 3 |  | BAS |  |  | BMS |  |  |  | BMS | [19 empty] | FACILITIES |  | 9-25 | 2B | 2025-04-07 | [21 empty] | 0 | [18 empty] | 0 |  | 0 | [24 empty] | 0
5103072 | U MI CIT | LEVEL 9 | IDF 9-334C | 9-320Z | CORRIDOR | 7 |  | WAP |  |  | WAP |  |  |  | WAP SPARE | [19 empty] | HITS-WAP |  |  | 2B | 2025-04-07 | [21 empty] | 0 | [18 empty] | 0 |  | 0 | [24 empty] | 0
8983863 | U MI CIT | LEVEL 9 | IDF 9-438C | 9-320Z | CORRIDOR | 8 |  | BAS |  |  | BMS |  |  |  | BMS | [19 empty] | FACILITIES |  |  | 2B | 2025-04-07 | [21 empty] | 0 | [18 empty] | 0 |  | 0 | [24 empty] | 0
10858696 | U MI CIT | LEVEL 9 | IDF 9-334C | 9-320Z | CORRIDOR | 10 |  | CAM |  |  | SECURITY - CAMERA | [23 empty] | DPSS SECURITY CAMERA |  |  | 2B | 2025-04-07 | [21 empty] | 0 | [18 empty] | 0 |  | 0 | [24 empty] | 0
5101196 | U MI CIT | LEVEL 9 | IDF 9-334C | 9-323 | UNIV PATIENT RM | 9 |  | WAP |  |  | WAP |  |  |  | WAP SPARE | [19 empty] | HITS-WAP |  | 9-27 | 2B | 2025-04-07 | [21 empty] | 0 | [18 empty] | 0 |  | 0 | [24 empty] | 0
5101181 | U MI CIT | LEVEL 9 | IDF 9-438C | 9-329 | UNIV PATIENT RM | 9 |  | WAP |  |  | WAP |  |  |  | WAP SPARE | [19 empty] | HITS-WAP |  | 9-30 | 2B | 2025-04-07 | [21 empty] | 0 | [18 empty] | 0 |  | 0 | [24 empty] | 0
5103347 | U MI CIT | LEVEL 9 | IDF 9-334C | 9-332 | PT/OT GYM | 8 |  | WAP |  |  | WAP |  |  |  | WAP SPARE | [19 empty] | HITS-WAP |  |  | 2B | 2025-04-07 | [21 empty] | 0 | [18 empty] | 0 |  | 0 | [24 empty] | 0
5101166 | U MI CIT | LEVEL 9 | IDF 9-438C | 9-333 | UNIV ISO PATIENT RM ADA | 9 |  | WAP |  |  | WAP |  |  |  | WAP SPARE | [19 empty] | HITS-WAP |  | 9-32 | 2B | 2025-04-07 | [21 empty] | 0 | [18 empty] | 0 |  | 0 | [24 empty] | 0
5104920 | U MI CIT | LEVEL 9 | IDF 9-122C | 9-334 | NURSES STATION | 9 |  | WAP |  |  | WAP |  |  |  | WAP SPARE | [19 empty] | HITS-WAP |  |  | 2B | 2025-04-07 | [21 empty] | 0 | [18 empty] | 0 |  | 0 | [24 empty] | 0
7030254 | U MI CIT | LEVEL 9 | IDF 9-334C | 9-334C | IDF | 2 |  | BAS |  |  | BMS |  |  |  | BMS | [19 empty] | FACILITIES |  |  | 0 | 2025-02-01 | [21 empty] | 0 | [18 empty] | 0 |  | 0 | [24 empty] | 0
7063580 | U MI CIT | LEVEL 9 | IDF 9-334C | 9-334C | IDF | 1 |  | CAM |  |  | SECURITY - CAMERA | [23 empty] | DPSS SECURITY CAMERA |  |  | 0 | 2025-02-01 | [21 empty] | 0 | [18 empty] | 0 |  | 0 | [24 empty] | 0
8897735 | U MI CIT | LEVEL 9 | IDF 9-334C | 9-334C | IDF | 4 |  | NP |  |  | NURSE CALL-PANEL |  |  |  | NURSE CALL-PANEL | [19 empty] | HITS - EI |  |  | 0 | 2025-02-01 | [21 empty] | 0 | [18 empty] | 0 |  | 0 | [24 empty] | 0
8897675 | U MI CIT | LEVEL 9 | IDF 9-334C | 9-334C | IDF | 3 |  | SP |  |  | SECURITY - PANEL |  |  |  | SECURITY - PANEL |  |  |  | SECURITY - PANEL | [11 empty] | SECURITY - PANEL |  |  |  | SECURITY |  |  | 0 | [22 empty] | 0 | [18 empty] | 0 |  | 0 | [24 empty] | 0
7061957 | U MI CIT | LEVEL 9 | IDF 9-334C | 9-340Z | CORRIDOR | 1 |  | IC |  |  | INTERCOM | [23 empty] | INTERCOM |  |  | 2B | 2025-04-07 | [21 empty] | 0 | [18 empty] | 0 |  | 0 | [24 empty] | 0
5103237 | U MI CIT | LEVEL 9 | IDF 9-334C | 9-340Z | CORRIDOR | 3 |  | WAP |  |  | WAP |  |  |  | WAP SPARE | [19 empty] | HITS-WAP |  |  | 2B | 2025-04-07 | [21 empty] | 0 | [18 empty] | 0 |  | 0 | [24 empty] | 0
5215491 | U MI CIT | LEVEL 9 | IDF 9-438C | 9-358 | MEDICATION | 4 |  | CAM |  |  | SECURITY - CAMERA | [23 empty] | DPSS SECURITY CAMERA |  |  | 2B | 2025-04-07 | [21 empty] | 0 | [18 empty] | 0 |  | 0 | [24 empty] | 0
5102947 | U MI CIT | LEVEL 9 | IDF 9-438C | 9-358 | MEDICATION | 5 |  | WAP |  |  | WAP |  |  |  | WAP SPARE | [19 empty] | HITS-WAP |  |  | 2B | 2025-04-07 | [21 empty] | 0 | [18 empty] | 0 |  | 0 | [24 empty] | 0
5104060 | U MI CIT | LEVEL 9 | IDF 9-438C | 9-402Z | CIRCULATION | 1 |  | WAP |  |  | WAP |  |  |  | WAP SPARE | [19 empty] | HITS-WAP |  |  | 2B | 2025-04-07 | [21 empty] | 0 | [18 empty] | 0 |  | 0 | [24 empty] | 0
5102837 | U MI CIT | LEVEL 9 | IDF 9-438C | 9-405 | UNIV PATIENT RM | 9 |  | WAP |  |  | WAP |  |  |  | WAP SPARE | [19 empty] | HITS-WAP |  | 9-35 | 2B | 2025-04-07 | [21 empty] | 0 | [18 empty] | 0 |  | 0 | [24 empty] | 0
5104179 | U MI CIT | LEVEL 9 | IDF 9-438C | 9-406 | TEAM ROOM | 17 |  | WAP |  |  | WAP |  |  |  | WAP SPARE | [19 empty] | HITS-WAP |  |  | 2B | 2025-04-07 | [21 empty] | 0 | [18 empty] | 0 |  | 0 | [24 empty] | 0
8983477 | U MI CIT | LEVEL 9 | IDF 9-438C | 9-406 | TEAM ROOM | 18 |  | BAS |  |  | BMS |  |  |  | BMS | [19 empty] | FACILITIES |  |  | 2B | 2025-04-07 | [21 empty] | 0 | [18 empty] | 0 |  | 0 | [24 empty] | 0
8983807 | U MI CIT | LEVEL 9 | IDF 9-438C | 9-407 | UNIV PATIENT RM | 3 |  | BAS |  |  | BMS |  |  |  | BMS | [19 empty] | FACILITIES |  | 9-36 | 2B | 2025-04-07 | [21 empty] | 0 | [18 empty] | 0 |  | 0 | [24 empty] | 0
8983667 | U MI CIT | LEVEL 9 | IDF 9-438C | 9-409 | UNIV PATIENT RM | 3 |  | BAS |  |  | BMS |  |  |  | BMS | [19 empty] | FACILITIES |  | 9-37 | 2B | 2025-04-07 | [21 empty] | 0 | [18 empty] | 0 |  | 0 | [24 empty] | 0
7061217 | U MI CIT | LEVEL 9 | IDF 9-438C | 9-410Z | CORRIDOR | 5 |  | CAM |  |  | SECURITY - CAMERA | [23 empty] | DPSS SECURITY CAMERA |  |  | 2B | 2025-04-07 | [21 empty] | 0 | [18 empty] | 0 |  | 0 | [24 empty] | 0
5102774 | U MI CIT | LEVEL 9 | IDF 9-438C | 9-410Z | CORRIDOR | 7 |  | WAP |  |  | WAP |  |  |  | WAP SPARE | [19 empty] | HITS-WAP |  |  | 2B | 2025-04-07 | [21 empty] | 0 | [18 empty] | 0 |  | 0 | [24 empty] | 0
7061100 | U MI CIT | LEVEL 9 | IDF 9-438C | 9-410Z | CORRIDOR | 8 |  | CAM |  |  | SECURITY - CAMERA | [23 empty] | DPSS SECURITY CAMERA |  |  | 2B | 2025-04-07 | [21 empty] | 0 | [18 empty] | 0 |  | 0 | [24 empty] | 0
5101150 | U MI CIT | LEVEL 9 | IDF 9-438C | 9-410Z | CORRIDOR | 9 |  | WAP |  |  | WAP |  |  |  | WAP SPARE | [19 empty] | HITS-WAP |  |  | 2B | 2025-04-07 | [21 empty] | 0 | [18 empty] | 0 |  | 0 | [24 empty] | 0
8983548 | U MI CIT | LEVEL 9 | IDF 9-438C | 9-410Z | CORRIDOR | 10 |  | BAS |  |  | BMS |  |  |  | BMS | [19 empty] | FACILITIES |  |  | 2B | 2025-04-07 | [21 empty] | 0 | [18 empty] | 0 |  | 0 | [24 empty] | 0
5212795 | U MI CIT | LEVEL 9 | IDF 9-438C | 9-410Z | CORRIDOR | 11 |  | CAM |  |  | SECURITY - CAMERA | [23 empty] | DPSS SECURITY CAMERA |  |  | 2B | 2025-04-07 | [21 empty] | 0 | [18 empty] | 0 |  | 0 | [24 empty] | 0
5102582 | U MI CIT | LEVEL 9 | IDF 9-438C | 9-411 | UNIV PATIENT RM | 9 |  | WAP |  |  | WAP |  |  |  | WAP SPARE | [19 empty] | HITS-WAP |  | 9-38 | 2B | 2025-04-07 | [21 empty] | 0 | [18 empty] | 0 |  | 0 | [24 empty] | 0
5215803 | U MI CIT | LEVEL 9 | IDF 9-438C | 9-414 | MEDICATION | 4 |  | CAM |  |  | SECURITY - CAMERA | [23 empty] | DPSS SECURITY CAMERA |  |  | 2B | 2025-04-07 | [21 empty] | 0 | [18 empty] | 0 |  | 0 | [24 empty] | 0
5102420 | U MI CIT | LEVEL 9 | IDF 9-438C | 9-417 | COMMUNAL TEAMING | 7 |  | WAP |  |  | WAP |  |  |  | WAP SPARE | [19 empty] | HITS-WAP |  |  | 2B | 2025-04-07 | [21 empty] | 0 | [18 empty] | 0 |  | 0 | [24 empty] | 0
5216084 | U MI CIT | LEVEL 9 | IDF 9-334C | 9-420Z | CORRIDOR | 2 |  | CAM |  |  | SECURITY - CAMERA | [23 empty] | DPSS SECURITY CAMERA |  |  | 2B | 2025-04-07 | [21 empty] | 0 | [18 empty] | 0 |  | 0 | [24 empty] | 0
8527457 | U MI CIT | LEVEL 9 | IDF 9-334C | 9-420Z | CORRIDOR | 4 |  | WAP |  |  | WAP |  |  |  | WAP SPARE | [19 empty] | HITS-WAP |  |  | 2B | 2025-04-07 | [21 empty] | 0 | [18 empty] | 0 |  | 0 | [24 empty] | 0
9101951 | U MI CIT | LEVEL 9 | IDF 9-438C | 9-432E | ELECTRICAL ROOM | 1 |  | BAS |  |  | BMS |  |  |  | BMS | [19 empty] | FACILITIES |  |  | 2B | 2025-04-07 | [21 empty] | 0 | [18 empty] | 0 |  | 0 | [24 empty] | 0
9101937 | U MI CIT | LEVEL 9 | IDF 9-438C | 9-432E | ELECTRICAL ROOM | 2 |  | BAS |  |  | BMS |  |  |  | BMS | [19 empty] | FACILITIES |  |  | 2B | 2025-04-07 | [21 empty] | 0 | [18 empty] | 0 |  | 0 | [24 empty] | 0
9101923 | U MI CIT | LEVEL 9 | IDF 9-438C | 9-432E | ELECTRICAL ROOM | 3 |  | BAS |  |  | BMS |  |  |  | BMS | [19 empty] | FACILITIES |  |  | 2B | 2025-04-07 | [21 empty] | 0 | [18 empty] | 0 |  | 0 | [24 empty] | 0
9101895 | U MI CIT | LEVEL 9 | IDF 9-438C | 9-432E | ELECTRICAL ROOM | 4 |  | BAS |  |  | BMS |  |  |  | BMS | [19 empty] | FACILITIES |  |  | 2B | 2025-04-07 | [21 empty] | 0 | [18 empty] | 0 |  | 0 | [24 empty] | 0
9101909 | U MI CIT | LEVEL 9 | IDF 9-438C | 9-432E | ELECTRICAL ROOM | 5 |  | BAS |  |  | BMS |  |  |  | BMS | [19 empty] | FACILITIES |  |  | 2B | 2025-04-07 | [21 empty] | 0 | [18 empty] | 0 |  | 0 | [24 empty] | 0
7596574 | U MI CIT | LEVEL 9 | IDF 9-438C | 9-432E | ELECTRICAL ROOM | 6 |  | BAS |  |  | BMS |  |  |  | BMS | [19 empty] | FACILITIES |  |  | 2B | 2025-04-07 | [21 empty] | 0 | [18 empty] | 0 |  | 0 | [24 empty] | 0
8983582 | U MI CIT | LEVEL 9 | IDF 9-438C | 9-436 | ON CALL | 2 |  | BAS |  |  | BMS |  |  |  | BMS | [19 empty] | FACILITIES |  |  | 2B | 2025-04-07 | [21 empty] | 0 |  |  |  | 1 |  | 1 | [8 empty] | 1 |  |  | 1 | 0 |  | 0 |  |  | 1 | [21 empty] | 0
7063437 | U MI CIT | LEVEL 9 | IDF 9-438C | 9-438C | IDF | 1 |  | CAM |  |  | SECURITY - CAMERA | [23 empty] | DPSS SECURITY CAMERA |  |  | 0 | 2025-02-01 | [21 empty] | 0 | [18 empty] | 0 |  | 0 | [24 empty] | 0
8897917 | U MI CIT | LEVEL 9 | IDF 9-438C | 9-438C | IDF | 2 |  | NP |  |  | NURSE CALL-PANEL |  |  |  | NURSE CALL-PANEL | [19 empty] | HITS - EI |  |  | 0 | 2025-02-01 | [21 empty] | 0 | [18 empty] | 0 |  | 0 | [24 empty] | 0
8897875 | U MI CIT | LEVEL 9 | IDF 9-438C | 9-438C | IDF | 3 |  | SP |  |  | SECURITY - PANEL |  |  |  | SECURITY - PANEL |  |  |  | SECURITY - PANEL | [11 empty] | SECURITY - PANEL |  |  |  | SECURITY |  |  | 0 | [22 empty] | 0 | [18 empty] | 0 |  | 0 | [24 empty] | 0
7030622 | U MI CIT | LEVEL 9 | IDF 9-438C | 9-438C | IDF | 4 |  | BAS |  |  | BMS |  |  |  | BMS | [19 empty] | FACILITIES |  |  | 0 | 2025-02-01 | [21 empty] | 0 | [18 empty] | 0 |  | 0 | [24 empty] | 0
5216200 | U MI CIT | LEVEL 9 | IDF 9-334C | 9-500Z | FIRE SERV/ PAT. ELEV LOBBY | 2 |  | CAM |  |  | SECURITY - CAMERA | [23 empty] | DPSS SECURITY CAMERA |  |  | 2B | 2025-04-07 | [21 empty] | 0 | [18 empty] | 0 |  | 0 | [24 empty] | 0
8983403 | U MI CIT | LEVEL 9 | IDF 9-438C | 9-503 | UNIV PATIENT RM | 3 |  | BAS |  |  | BMS |  |  |  | BMS | [19 empty] | FACILITIES |  | 9-41 | 2B | 2025-04-07 | [21 empty] | 0 | [18 empty] | 0 |  | 0 | [24 empty] | 0
5102366 | U MI CIT | LEVEL 9 | IDF 9-438C | 9-505 | UNIV PATIENT RM | 9 |  | WAP |  |  | WAP |  |  |  | WAP SPARE | [19 empty] | HITS-WAP |  | 9-42 | 2B | 2025-04-07 | [21 empty] | 0 | [18 empty] | 0 |  | 0 | [24 empty] | 0
7062349 | U MI CIT | LEVEL 9 | IDF 9-334C | 9-510Z | CORRIDOR | 1 |  | IC |  |  | INTERCOM | [23 empty] | INTERCOM |  |  | 2B | 2025-04-07 | [21 empty] | 0 | [18 empty] | 0 |  | 0 | [24 empty] | 0
7063127 | U MI CIT | LEVEL 9 | IDF 9-438C | 9-510Z | CORRIDOR | 7 |  | CAM |  |  | SECURITY - CAMERA | [23 empty] | DPSS SECURITY CAMERA |  |  | 2B | 2025-04-07 | [21 empty] | 0 | [18 empty] | 0 |  | 0 | [24 empty] | 0
5102459 | U MI CIT | LEVEL 9 | IDF 9-438C | 9-510Z | CORRIDOR | 8 |  | WAP |  |  | WAP |  |  |  | WAP SPARE | [19 empty] | HITS-WAP |  |  | 2B | 2025-04-07 | [21 empty] | 0 | [18 empty] | 0 |  | 0 | [24 empty] | 0
8983435 | U MI CIT | LEVEL 9 | IDF 9-438C | 9-510Z | CORRIDOR | 10 |  | BAS |  |  | BMS |  |  |  | BMS | [19 empty] | FACILITIES |  |  | 2B | 2025-04-07 | [21 empty] | 0 | [18 empty] | 0 |  | 0 | [24 empty] | 0
7062739 | U MI CIT | LEVEL 9 | IDF 9-438C | 9-510Z | CORRIDOR | 12 |  | CAM |  |  | SECURITY - CAMERA | [23 empty] | DPSS SECURITY CAMERA |  |  | 2B | 2025-04-07 | [21 empty] | 0 | [18 empty] | 0 |  | 0 | [24 empty] | 0
5104459 | U MI CIT | LEVEL 9 | IDF 9-334C | 9-510Z | CORRIDOR | 14 |  | WAP |  |  | WAP |  |  |  | WAP SPARE | [19 empty] | HITS-WAP |  |  | 2B | 2025-04-07 | [21 empty] | 0 | [18 empty] | 0 |  | 0 | [24 empty] | 0
5104280 | U MI CIT | LEVEL 9 | IDF 9-334C | 9-512 | NURSES STATION | 8 |  | WAP |  |  | WAP |  |  |  | WAP SPARE | [19 empty] | HITS-WAP |  |  | 2B | 2025-04-07 | [21 empty] | 0 | [18 empty] | 0 |  | 0 | [24 empty] | 0
5102351 | U MI CIT | LEVEL 9 | IDF 9-334C | 9-513 | UNIV PATIENT RM | 7 |  | WAP |  |  | WAP |  |  |  | WAP SPARE | [19 empty] | HITS-WAP |  | 9-46 | 2B | 2025-04-07 | [21 empty] | 0 | [18 empty] | 0 |  | 0 | [24 empty] | 0
7062274 | U MI CIT | LEVEL 9 | IDF 9-334C | 9-516 | NURSES STATION | 9 |  | IC |  |  | INTERCOM | [23 empty] | INTERCOM |  |  | 2B | 2025-04-07 | [21 empty] | 0 | [18 empty] | 0 |  | 0 | [24 empty] | 0
8363010 | U MI CIT | LEVEL 9 | IDF 9-334C | 9-516 | NURSES STATION | 2 |  | PT |  |  | P-TUBE |  |  |  | WIRED SPARE | [19 empty] | P-TUBE |  |  | 2B | 2025-04-07 | [21 empty] | 0 | [18 empty] | 0 |  | 0 | [24 empty] | 0
5216036 | U MI CIT | LEVEL 9 | IDF 9-334C | 9-520Z | CORRIDOR | 1 |  | CAM |  |  | SECURITY - CAMERA | [23 empty] | DPSS SECURITY CAMERA |  |  | 2B | 2025-04-07 | [21 empty] | 0 | [18 empty] | 0 |  | 0 | [24 empty] | 0
5118843 | U MI CIT | PENTHOUSE | IDF PH-122C | PH-001M | FAN ROOM | 5 |  | WAP |  |  | WAP |  |  |  | WAP SPARE | [19 empty] | HITS-WAP | [25 empty] | 0 | [18 empty] | 0 |  | 0 | [24 empty] | 0
8900629 | U MI CIT | PENTHOUSE | IDF PH-122C | PH-122C | RADIO ROOM | 5 |  | SP |  |  | SECURITY - PANEL |  |  |  | SECURITY - PANEL |  |  |  | SECURITY - PANEL |  |  |  | SECURITY - PANEL | [11 empty] | SECURITY | [25 empty] | 0 | [18 empty] | 0 |  | 0 | [24 empty] | 0
8900669 | U MI CIT | PENTHOUSE | IDF PH-122C | PH-122C | RADIO ROOM | 2 |  | BAS |  |  | BMS |  |  |  | BMS | [19 empty] | FACILITIES | [25 empty] | 0 | [18 empty] | 0 |  | 0 | [24 empty] | 0
7316632 | U MI CIT | PENTHOUSE | IDF PH-122C | PH-122C | RADIO ROOM | 3 |  | CAM |  |  | SECURITY - CAMERA | [23 empty] | DPSS SECURITY CAMERA | [25 empty] | 0 | [18 empty] | 0 |  | 0 | [24 empty] | 0
5118806 | U MI CIT | PENTHOUSE | IDF PH-122C | PH-122C | RADIO ROOM | 6 |  | WAP |  |  | WAP |  |  |  | WAP SPARE | [19 empty] | HITS-WAP | [25 empty] | 0 | [18 empty] | 0 |  | 0 | [24 empty] | 0
7587507 | U MI CIT | PENTHOUSE | IDF PH-122C | PH-122C | RADIO ROOM | 7 |  | BAS |  |  | BMS |  |  |  | BMS | [19 empty] | FACILITIES | [25 empty] | 0 | [18 empty] | 0 |  | 0 | [24 empty] | 0
8868643 | U MI CIT | PENTHOUSE | IDF PH-122C | PH-236E | ELECTRICAL ROOM | 1 |  | BAS |  |  | BMS |  |  |  | BMS | [19 empty] | FACILITIES | [25 empty] | 0 | [18 empty] | 0 |  | 0 | [24 empty] | 0
9104846 | U MI CIT | PENTHOUSE | IDF PH-122C | PH-236E | ELECTRICAL ROOM | 2 |  | BAS |  |  | BMS |  |  |  | BMS | [19 empty] | FACILITIES | [25 empty] | 0 | [18 empty] | 0 |  | 0 | [24 empty] | 0
9104826 | U MI CIT | PENTHOUSE | IDF PH-122C | PH-236E | ELECTRICAL ROOM | 3 |  | BAS |  |  | BMS |  |  |  | BMS | [19 empty] | FACILITIES | [25 empty] | 0 | [18 empty] | 0 |  | 0 | [24 empty] | 0
9104806 | U MI CIT | PENTHOUSE | IDF PH-122C | PH-236E | ELECTRICAL ROOM | 4 |  | BAS |  |  | BMS |  |  |  | BMS | [19 empty] | FACILITIES | [25 empty] | 0 | [18 empty] | 0 |  | 0 | [24 empty] | 0
7596728 | U MI CIT | PENTHOUSE | IDF PH-122C | PH-236E | ELECTRICAL ROOM | 5 |  | BAS |  |  | BMS |  |  |  | BMS | [19 empty] | FACILITIES | [25 empty] | 0 | [18 empty] | 0 |  | 0 | [24 empty] | 0
9104866 | U MI CIT | PENTHOUSE | IDF PH-122C | PH-236E | ELECTRICAL ROOM | 7 |  | BAS |  |  | BMS |  |  |  | BMS | [19 empty] | FACILITIES | [25 empty] | 0 | [18 empty] | 0 |  | 0 | [24 empty] | 0
9104886 | U MI CIT | PENTHOUSE | IDF PH-122C | PH-236E | ELECTRICAL ROOM | 8 |  | BAS |  |  | BMS |  |  |  | BMS | [19 empty] | FACILITIES | [25 empty] | 0 | [18 empty] | 0 |  | 0 | [24 empty] | 0
9104906 | U MI CIT | PENTHOUSE | IDF PH-122C | PH-236E | ELECTRICAL ROOM | 9 |  | BAS |  |  | BMS |  |  |  | BMS | [19 empty] | FACILITIES | [25 empty] | 0 | [18 empty] | 0 |  | 0 | [24 empty] | 0
9104926 | U MI CIT | PENTHOUSE | IDF PH-122C | PH-236E | ELECTRICAL ROOM | 10 |  | BAS |  |  | BMS |  |  |  | BMS | [19 empty] | FACILITIES | [25 empty] | 0 | [18 empty] | 0 |  | 0 | [24 empty] | 0
7587161 | U MI CIT | PENTHOUSE | IDF PH-122C | PH-301M | STAIR PRESS ROOM | 1 |  | BAS |  |  | BMS |  |  |  | BMS | [19 empty] | FACILITIES | [25 empty] | 0 | [18 empty] | 0 |  | 0 | [24 empty] | 0
8906385 | U MI CIT | PENTHOUSE | IDF PH-122C | PH-301M | STAIR PRESS ROOM | 2 |  | BAS |  |  | BMS |  |  |  | BMS | [19 empty] | FACILITIES | [25 empty] | 0 | [18 empty] | 0 |  | 0 | [24 empty] | 0
8534541 | U MI CIT | ROOF | IDF PH-122C | PH-301M | STAIR PRESS ROOM | 3 |  | WAP |  |  | WAP |  |  |  | WAP SPARE | [19 empty] | HITS-WAP | [25 empty] | 0 | [18 empty] | 0 |  | 0 | [24 empty] | 0
7587221 | U MI CIT | PENTHOUSE | IDF PH-122C | PH-303M | VFD | 1 |  | BAS |  |  | BMS |  |  |  | BMS | [19 empty] | FACILITIES | [25 empty] | 0 | [18 empty] | 0 |  | 0 | [24 empty] | 0
7587091 | U MI CIT | PENTHOUSE | IDF PH-122C | PH-303M | VFD | 2 |  | BAS |  |  | BMS |  |  |  | BMS | [19 empty] | FACILITIES | [25 empty] | 0 | [18 empty] | 0 |  | 0 | [24 empty] | 0
7108856 | U MI CIT | ROOF | IDF PH-122C | R-006-2 | STAIR 1 VESTIBULE-2 | 1 |  | CAM |  |  | SECURITY - CAMERA | [23 empty] | DPSS SECURITY CAMERA | [25 empty] | 0 | [18 empty] | 0 |  | 0 | [24 empty] | 0
10827454 | U MI CIT | ROOF | IDF PH-122C | R-006-2 | STAIR 1 VESTIBULE-2 | 2 |  | CAM |  |  | SECURITY - CAMERA | [23 empty] | DPSS SECURITY CAMERA | [25 empty] | 0 | [18 empty] | 0 |  | 0 | [24 empty] | 0
7108907 | U MI CIT | ROOF | IDF PH-122C | R-006X | STAIR 1 | 1 |  | CAM |  |  | SECURITY - CAMERA | [23 empty] | DPSS SECURITY CAMERA | [25 empty] | 0 | [18 empty] | 0 |  | 0 | [24 empty] | 0
8534477 | U MI CIT | ROOF | IDF PH-122C | R-006X | STAIR 1 | 2 |  | WAP |  |  | WAP |  |  |  | WAP SPARE | [19 empty] | HITS-WAP | [25 empty] | 0 | [18 empty] | 0 |  | 0 | [24 empty] | 0
10827462 | U MI CIT | ROOF | IDF PH-122C | R-006X | STAIR 1 | 3 |  | CAM |  |  | SECURITY - CAMERA | [23 empty] | DPSS SECURITY CAMERA | [25 empty] | 0 | [18 empty] | 0 |  | 0 | [24 empty] | 0
7587543 | U MI CIT | ROOF | IDF PH-122C | R-015V | SERVICE ELEVATOR MACHINE ROOM STAIR | 1 |  | BAS |  |  | BMS |  |  |  | BMS | [19 empty] | FACILITIES | [25 empty] | 0 | [18 empty] | 0 |  | 0 | [24 empty] | 0
8906552 | U MI CIT | PENTHOUSE | IDF PH-122C | R-015V | SERVICE ELEVATOR MACHINE ROOM STAIR | 2 |  | BAS |  |  | BMS |  |  |  | BMS | [19 empty] | FACILITIES | [25 empty] | 0 | [18 empty] | 0 |  | 0 | [24 empty] | 0
7193562 | U MI CIT | LEVEL 3 | IDF 3-238C | 3-235Z | CORRIDOR | 2 |  | EX |  |  | Wired Spare | [23 empty] | RFID EXCITER | x | [24 empty] | 0 | [18 empty] | 0 |  | 0 | [24 empty] | 0
7088583 | U MI CIT | LEVEL 10 | IDF 10-334C | 10-102 | CONSULT (Compass Station) | 2 |  | AV |  |  | WORKSTATION |  |  |  | WIRED SPARE | [19 empty] | NURSES STATION |  |  | 3 | 2025-05-19 | Y | [16 empty] | WSPV0078 |  |  |  | 0 |  |  |  | 1 |  |  |  | 1 | [6 empty] | 1 |  |  | 1 | 0 |  | 0 |  |  | 1 | [21 empty] | 0
7092369 | U MI CIT | LEVEL 10 | IDF 10-334C | 10-106 | NURSES STATION | 6 |  | 0 |  |  | FUTURE | [23 empty] | NURSES STATION |  |  | 3 | 2025-05-19 | [21 empty] | 0 | [18 empty] | 0 |  | 0 | [24 empty] | 0
10846568 | U MI CIT | LEVEL 10 | IDF 10-334C | 10-106 | NURSES STATION | 8 |  | 3 |  |  | WORKSTATION |  |  |  | WIRED SPARE |  |  |  | SPARE | [15 empty] | NURSES STATION |  |  | 3 | 2025-05-19 | [17 empty] | WSIU3332 |  |  |  | 0 |  |  |  | 1 | 1 | [12 empty] | 1 | 0 |  | 0 |  |  | 1 | [21 empty] | 0
10846640 | U MI CIT | LEVEL 10 | IDF 10-334C | 10-106 | NURSES STATION | 9 |  | PM |  |  | PHYSIO MONITOR |  |  |  | PHYSIO MONITOR |  |  |  | SPARE | [11 empty] | CAPSULE |  |  |  | NURSES STATION |  |  | 3 | 2025-05-19 |  |  |  |  | CIC MC | CIC IX | [15 empty] | 0 | [18 empty] | 0 |  | 0 | [24 empty] | 0
5487926 | U MI CIT | LEVEL 10 | IDF 10-334C | 10-106 | NURSES STATION | 10 |  | 3 |  |  | WORKSTATION |  |  |  | WIRED SPARE |  |  |  | SPARE | [15 empty] | NURSES STATION |  |  | 3 | 2025-05-19 | [17 empty] | WSIU3326 |  |  |  | 0 |  |  | 1 |  |  |  |  | 1 | [5 empty] | 2 |  |  |  | 1 | 0 |  | 0 | [24 empty] | 0
8531032 | U MI CIT | LEVEL 10 | IDF 10-122C | 10-228 | STORAGE | 1 |  | 3 |  |  | MEDICAL EQUIPMENT-FIXED |  |  |  | WIRED SPARE |  |  |  | SPARE | [15 empty] | NURSING |  |  | 3 | 2025-05-19 | [21 empty] | 0 | [18 empty] | 0 |  | 0 | [24 empty] | 0
6630948 | U MI CIT | LEVEL 10 | IDF 10-438C | 10-414 | MEDICATION | 1 |  | 3 |  |  | PHONE/WORKSTATION |  |  |  | WIRED SPARE |  |  |  | SPARE | [15 empty] | PHARMACY/NURSING |  |  | 3 | 2025-05-19 |  |  | Y | [14 empty] | WSIU3368 |  |  |  | 0 |  |  |  | 1 |  | 1 | [8 empty] | 1 |  |  | 1 | 0 |  | 0 |  |  | 1 | [21 empty] | 0 |  |  |  | 8811 | [7 empty] | WORKSTATION ADD, New DID, CSS 40, no VM
7087709 | U MI CIT | LEVEL 10 | IDF 10-334C | 10-512 | NURSES STATION | 3 |  | 0 |  |  | FUTURE | [23 empty] | NURSES STATION |  |  | 3 | 2025-05-19 | [21 empty] | 0 | [18 empty] | 0 |  | 0 | [24 empty] | 0
10852029 | U MI CIT | LEVEL 10 | IDF 10-334C | 10-516 | NURSES STATION | 7 |  | 3 |  |  | WORKSTATION |  |  |  | WIRED SPARE |  |  |  | SPARE | [15 empty] | NURSES STATION |  |  | 3 | 2025-05-19 | [17 empty] | WSIU3375 |  |  |  | 0 |  |  |  | 1 | 1 | [12 empty] | 1 | 0 |  | 0 |  |  | 1 | [21 empty] | 0
10852071 | U MI CIT | LEVEL 10 | IDF 10-334C | 10-516 | NURSES STATION | 8 |  | PM |  |  | PHYSIO MONITOR |  |  |  | PHYSIO MONITOR |  |  |  | SPARE | [11 empty] | CAPSULE |  |  |  | NURSES STATION |  |  | 3 | 2025-05-19 |  |  |  |  | CIC MC | CIC IX | [15 empty] | 0 | [18 empty] | 0 |  | 0 | [24 empty] | 0
5522706 | U MI CIT | LEVEL 11 | IDF 11-334C | 11-108 | MEDICATION | 1 |  | 3 |  |  | PHONE/WORKSTATION |  |  |  | WIRED SPARE |  |  |  | SPARE | [15 empty] | PHARMACY/NURSING |  |  | 3 | 2025-05-19 |  |  | Y | [14 empty] | WSIU3390 |  |  |  | 0 |  |  |  | 1 |  | 1 | [8 empty] | 1 |  |  | 1 | 0 |  | 0 |  |  | 1 | [21 empty] | 0 |  |  |  | 8811 | [7 empty] | WORKSTATION ADD, New DID, CSS 40, no VM
7197496 | U MI CIT | LEVEL 11 | IDF 11-334C | 11-130V | VESTIBULE | 2 |  | EX |  |  | RFID EXCITER | [23 empty] | RFID EXCITER |  |  | 3 | 2025-05-19 | [21 empty] | 0 | [18 empty] | 0 |  | 0 | [24 empty] | 0
6638792 | U MI CIT | LEVEL 11 | IDF 11-122C | 11-228 | STORAGE | 1 |  | 3 |  |  | WIRED SPARE |  |  |  | WIRED SPARE |  |  |  | SPARE | [18 empty] | 3 | 2025-05-19 | [21 empty] | 0 | [18 empty] | 0 |  | 0 | [24 empty] | 0
5523457 | U MI CIT | LEVEL 12 | IDF 12-122C | 12-212 | NURSES STATION | 10 |  | 3 |  |  | PHONE/WORKSTATION |  |  |  | LABEL PRINTER |  |  |  | SPARE | [15 empty] | NURSES STATION | [6 empty] | Y | [16 empty] | PRT-PAV1215 |  | 0 |  |  |  | 1 | 1 | [12 empty] | 1 | 0 |  | 0 |  |  | 1 | [20 empty] | 1 | 0 |  |  |  | 8811 | [7 empty] | New DID, CSS 40, no VM
7472380 | U MI CIT | LEVEL 2 | IDF 2M-009C | 2-011 | CHILLER | 12 |  | 2 |  |  | PHONE |  |  |  | WIRED SPARE | [19 empty] | JACK ISSUES | [25 empty] | 0 | [18 empty] | 0 |  | 0 | [24 empty] | 0 | [11 empty] | NO JACK FOR LOC 12 AND NO JACK FOR LOC 6
5395989 | U MI CIT | LEVEL 2A | MDF 2A-338C | 2A-101 | KITCHEN | 5 |  | 3 |  | R5-B-16 | TICKET PRINTER |  |  | R6-B-05 | WIRED SPARE |  |  | R6-B-03 | SPARE |  |  | R6-F-13 |  |  |  | R6-F-14 |  |  |  | R6-F-15 |  |  |  |  | PFANS |  |  | 7 | [22 empty] | 0 | [18 empty] | 0 |  | 0 | [24 empty] | 0
8894472 | U MI CIT | LEVEL 2A | MDF 2A-338C | 2A-338C | MDF | 3 |  | NP |  | R5-B-16 | NURSE CALL-PANEL |  |  | R6-B-05 | NURSE CALL-PANEL |  |  | R6-B-03 |  |  |  | R6-F-13 |  |  |  | R6-F-14 |  |  |  | R6-F-15 |  |  |  |  | FACILITIES |  |  | 0 | 2025-02-01 | [21 empty] | 0 | [18 empty] | 0 |  | 0 | [24 empty] | 0
11109284 | U MI CIT | LEVEL 3 | IDF 3-304C | 3-001 | LOBBY | 3 |  | 3 |  |  | ATM |  |  |  | WIRED SPARE |  |  |  | SPARE | [15 empty] | FAC Bldg Mgr to review | [25 empty] | 0 | [18 empty] | 0 |  | 0 | [24 empty] | 0
6570981 | U MI CIT | LEVEL 3 | IDF 3-122C | 3-220B | PORTABLE X-RAY | 1 |  | 3 |  |  | MEDICAL EQUIPMENT-MOBILE |  |  |  | WIRED SPARE |  |  |  | SPARE | [15 empty] | RADIOLOGY | [8 empty] | X-RAY, MOBILE, DART EVOLUTION MD8 | [16 empty] | 0 | [18 empty] | 0 |  | 0 | [24 empty] | 0
5185570 | U MI CIT | LEVEL 4 | IDF 4-238C | 4-010Z | CORRIDOR | 1 |  | AV |  |  | WIRED SPARE |  |  |  | WIRED SPARE | [19 empty] | ALCOVE/AISLE/CORRIDOR |  |  |  |  | Y | [20 empty] | 0 | [18 empty] | 0 |  | 0 | [24 empty] | 0
5184062 | U MI CIT | LEVEL 4 | IDF 4-304C | 4-314 | STERILE CORE | 13 |  | AV |  |  | WIRED SPARE |  |  |  | WIRED SPARE | [19 empty] | PERIOP SERVICES |  |  |  |  | Y | [20 empty] | 0 | [18 empty] | 0 |  | 0 | [24 empty] | 0
7003689 | U MI CIT | LEVEL 4 | IDF 4-304C | 4-316 | OPERATING ROOM | 4 |  | AV |  |  | WIRED SPARE |  |  |  | WIRED SPARE | [19 empty] | PERIOP SERVICES |  | OR 11 |  |  | Y | [20 empty] | 0 | [18 empty] | 0 |  | 0 | [24 empty] | 0
5184095 | U MI CIT | LEVEL 4 | IDF 4-304C | 4-316 | OPERATING ROOM | 22 |  | AV |  |  | WIRED SPARE |  |  |  | WIRED SPARE | [19 empty] | PERIOP SERVICES |  | OR 11 |  |  | Y | [20 empty] | 0 | [18 empty] | 0 |  | 0 | [24 empty] | 0
6991650 | U MI CIT | LEVEL 5 | IDF 5-122C | 5-120B | ARREST CART | 1 |  | 3 |  |  | MEDICAL EQUIPMENT-MOBILE |  |  |  | WIRED SPARE | [19 empty] | NURSING | [25 empty] | 0 | [18 empty] | 0 |  | 0 | [24 empty] | 0
6679751 | U MI CIT | LEVEL 5 | IDF 5-122C | 5-126 | EQUIPMENT STORAGE | 1 |  | 3 |  |  | MEDICAL EQUIPMENT-MOBILE |  |  |  | WIRED SPARE | [19 empty] | NURSING | [25 empty] | 0 | [18 empty] | 0 |  | 0 | [24 empty] | 0
4821112 | U MI CIT | LEVEL 5 | IDF 5-122C | 5-126 | EQUIPMENT STORAGE | 2 |  | 3 |  |  | MEDICAL EQUIPMENT-MOBILE |  |  |  | WIRED SPARE | [19 empty] | NURSING | [25 empty] | 0 | [18 empty] | 0 |  | 0 | [24 empty] | 0
4820950 | U MI CIT | LEVEL 5 | IDF 5-122C | 5-126 | EQUIPMENT STORAGE | 3 |  | 3 |  |  | MEDICAL EQUIPMENT-MOBILE |  |  |  | WIRED SPARE | [19 empty] | NURSING | [25 empty] | 0 | [18 empty] | 0 |  | 0 | [24 empty] | 0
6678633 | U MI CIT | LEVEL 5 | IDF 5-122C | 5-128 | EQUIPMENT STORAGE | 1 |  | 3 |  |  | MEDICAL EQUIPMENT-MOBILE |  |  |  | WIRED SPARE | [19 empty] | NURSING | [25 empty] | 0 | [18 empty] | 0 |  | 0 | [24 empty] | 0
6678957 | U MI CIT | LEVEL 5 | IDF 5-122C | 5-128 | EQUIPMENT STORAGE | 2 |  | 3 |  |  | MEDICAL EQUIPMENT-MOBILE |  |  |  | WIRED SPARE | [19 empty] | NURSING | [25 empty] | 0 | [18 empty] | 0 |  | 0 | [24 empty] | 0
6679133 | U MI CIT | LEVEL 5 | IDF 5-122C | 5-128 | EQUIPMENT STORAGE | 3 |  | 3 |  |  | MEDICAL EQUIPMENT-MOBILE |  |  |  | WIRED SPARE | [19 empty] | NURSING | [25 empty] | 0 | [18 empty] | 0 |  | 0 | [24 empty] | 0
6679194 | U MI CIT | LEVEL 5 | IDF 5-122C | 5-128 | EQUIPMENT STORAGE | 4 |  | 3 |  |  | MEDICAL EQUIPMENT-MOBILE |  |  |  | WIRED SPARE | [19 empty] | NURSING | [25 empty] | 0 | [18 empty] | 0 |  | 0 | [24 empty] | 0
6673527 | U MI CIT | LEVEL 5 | IDF 5-238C | 5-234 | PORTABLE CT SCANNER | 3 |  | 3 |  |  | MEDICAL EQUIPMENT-MOBILE |  |  |  | WIRED SPARE | [19 empty] | RADIOLOGY | [25 empty] | 0 | [18 empty] | 0 |  | 0 | [24 empty] | 0
4544126 | U MI CIT | LEVEL 5 | IDF 5-238C | 5-241 | ARREST CART | 1 |  | 3 |  |  | MEDICAL EQUIPMENT-MOBILE |  |  |  | WIRED SPARE | [19 empty] | NURSING | [25 empty] | 0 | [18 empty] | 0 |  | 0 | [24 empty] | 0
6618621 | U MI CIT | LEVEL 5 | IDF 5-304C | 5-403A | ELEVATOR CONTROL ROOM | 1 |  | EL |  |  | ELEVATOR |  |  |  | ELEVATOR |  |  |  | ELEVATOR | [15 empty] | FACILITIES | [25 empty] | 0 | [18 empty] | 0 |  | 0 | [24 empty] | 0
6687623 | U MI CIT | LEVEL 6 | IDF 6-238C | 6-212 | EQUIPMENT STORAGE | 1 |  | 3 |  |  | MEDICAL EQUIPMENT-MOBILE |  |  |  | MEDICAL EQUIPMENT-MOBILE | [19 empty] | PERIOP SERVICES | [25 empty] | 0 | [18 empty] | 0 |  | 0 | [24 empty] | 0
6687479 | U MI CIT | LEVEL 6 | IDF 6-238C | 6-212 | EQUIPMENT STORAGE | 2 |  | 3 |  |  | MEDICAL EQUIPMENT-MOBILE |  |  |  | MEDICAL EQUIPMENT-MOBILE | [19 empty] | PERIOP SERVICES | [25 empty] | 0 | [18 empty] | 0 |  | 0 | [24 empty] | 0
6687340 | U MI CIT | LEVEL 6 | IDF 6-238C | 6-212 | EQUIPMENT STORAGE | 3 |  | 3 |  |  | MEDICAL EQUIPMENT-MOBILE |  |  |  | MEDICAL EQUIPMENT-MOBILE | [19 empty] | PERIOP SERVICES | [25 empty] | 0 | [18 empty] | 0 |  | 0 | [24 empty] | 0
4454014 | U MI CIT | LEVEL 6 | IDF 6-122C | 6-217 | NEURO IR (BI-PLANE) | 12 |  | 3 |  |  | MEDICAL EQUIPMENT-MOBILE |  |  |  | WIRED SPARE | [19 empty] | PERIOP SERVICES |  | Neuro IR 10 | [23 empty] | 0 | [18 empty] | 0 |  | 0 | [24 empty] | 0
10523869 | U MI CIT | LEVEL 6 | IDF 6-122C | 6-217 | NEURO IR (BI-PLANE) | 30 |  | 3 |  |  | MEDICAL EQUIPMENT-MOBILE |  |  |  | WIRED SPARE | [19 empty] | PERIOP SERVICES |  | Neuro IR 10 | [23 empty] | 0 | [18 empty] | 0 |  | 0 | [24 empty] | 0
4453616 | U MI CIT | LEVEL 6 | IDF 6-122C | 6-223 | NEURO IR (CT/BI-PLANE) | 5 |  | 3 |  |  | MEDICAL EQUIPMENT-MOBILE |  |  |  | WIRED SPARE | [19 empty] | PERIOP SERVICES |  | Neuro IR 9 | [23 empty] | 0 | [18 empty] | 0 |  | 0 | [24 empty] | 0
10523330 | U MI CIT | LEVEL 6 | IDF 6-122C | 6-223 | NEURO IR (CT/BI-PLANE) | 32 |  | 3 |  |  | MEDICAL EQUIPMENT-MOBILE |  |  |  | WIRED SPARE | [19 empty] | PERIOP SERVICES |  | Neuro IR 9 | [23 empty] | 0 | [18 empty] | 0 |  | 0 | [24 empty] | 0
4452862 | U MI CIT | LEVEL 6 | IDF 6-238C | 6-303 | STORAGE | 4 |  | 3 |  |  | MEDICAL EQUIPMENT-MOBILE |  |  |  | WIRED SPARE | [19 empty] | PERIOP SERVICES | [25 empty] | 0 | [18 empty] | 0 |  | 0 | [24 empty] | 0
8865435 | U MI CIT | LEVEL 6 | IDF 6-238C | 6-305 | TISSUE STORAGE | 1 |  | 3 |  |  | FIXED MEDICAL EQUIP |  |  |  | WIRED SPARE | [45 empty] | 0 | [18 empty] | 0 |  | 0 | [24 empty] | 0
9910007 | U MI CIT | LEVEL 6 | IDF 6-238C | 6-305 | TISSUE STORAGE | 2 |  | 3 |  |  | FIXED MEDICAL EQUIP |  |  |  | WIRED SPARE | [45 empty] | 0 | [18 empty] | 0 |  | 0 | [24 empty] | 0
8865728 | U MI CIT | LEVEL 6 | IDF 6-238C | 6-305 | TISSUE STORAGE | 3 |  | 3 |  |  | FIXED MEDICAL EQUIP |  |  |  | WORKSTATION | [45 empty] | 0 |  |  |  | 1 |  | 1 | [8 empty] | 1 |  |  | 1 | 0 |  | 0 | [24 empty] | 0
6993333 | U MI CIT | LEVEL 6 | IDF 6-304C | 6-308 | EQUIPMENT STORAGE | 1 |  | 3 |  |  | MEDICAL EQUIPMENT-MOBILE |  |  |  | MEDICAL EQUIPMENT-MOBILE | [19 empty] | PERIOP SERVICES | [25 empty] | 0 | [18 empty] | 0 |  | 0 | [24 empty] | 0
6993313 | U MI CIT | LEVEL 6 | IDF 6-304C | 6-312 | IMAGING TECH WORK | 1 |  | 3 |  |  | MEDICAL EQUIPMENT-MOBILE |  |  |  | WIRED SPARE | [45 empty] | 0 | [18 empty] | 0 |  | 0 | [24 empty] | 0
10533918 | U MI CIT | LEVEL 6 | IDF 6-304C | 6-315B | EQUIPMENT | 1 |  | 3-L |  |  | MEDICAL EQUIPMENT-MOBILE |  |  |  | WIRED SPARE |  |  |  | SPARE | [15 empty] | PERIOP SERVICES | [25 empty] | 0 | [18 empty] | 0 |  | 0 | [24 empty] | 0
10533860 | U MI CIT | LEVEL 6 | IDF 6-304C | 6-315B | EQUIPMENT | 23 |  | 3-L |  |  | MEDICAL EQUIPMENT-MOBILE |  |  |  | WIRED SPARE |  |  |  | SPARE | [15 empty] | PERIOP SERVICES | [25 empty] | 0 | [18 empty] | 0 |  | 0 | [24 empty] | 0
4433306 | U MI CIT | LEVEL 6 | IDF 6-304C | 6-315G | MRI EQUIPMENT | 3 |  | 3 |  |  | MEDICAL EQUIPMENT-FIXED |  |  |  | MEDICAL EQUIPMENT-FIXED | [45 empty] | 0 | [18 empty] | 0 |  | 0 | [24 empty] | 0
4446254 | U MI CIT | LEVEL 6 | IDF 6-304C | 6-315H | CODE ROOM | 5 |  | PM |  |  | PHYSIO MONITOR |  |  |  | PHYSIO MONITOR |  |  |  | SPARE | [7 empty] | CAPSULE P-P | [33 empty] | 0 | [18 empty] | 0 |  | 0 | [24 empty] | 0
4438013 | U MI CIT | LEVEL 6 | IDF 6-304C | 6-315K | MRI CONTROL | 2 |  | 3 |  |  | WORKSTATION |  |  |  | WIRED SPARE | [45 empty] | 0 | [18 empty] | 0 |  | 0 | [24 empty] | 0
11046764 | U MI CIT | LEVEL 6 | IDF 6-304C | 6-315K | MRI CONTROL | 5 |  | 3 |  |  | WORKSTATION |  |  |  | WIRED SPARE | [45 empty] | 0 | [18 empty] | 0 |  | 0 | [24 empty] | 0
11046956 | U MI CIT | LEVEL 6 | IDF 6-304C | 6-315K | MRI CONTROL | 6 |  | 3 |  |  | WORKSTATION |  |  |  | WIRED SPARE | [45 empty] | 0 | [18 empty] | 0 |  | 0 | [24 empty] | 0
4437953 | U MI CIT | LEVEL 6 | IDF 6-304C | 6-315K | MRI CONTROL | 8 |  | 3 |  |  | PRINTER |  |  |  | WIRED SPARE | [43 empty] | PRT-PAV0611 |  | 0 | [18 empty] | 0 |  | 0 | [12 empty] | 1 | [11 empty] | 0
4437913 | U MI CIT | LEVEL 6 | IDF 6-304C | 6-315K | MRI CONTROL | 11 |  | 3 |  |  | WORKSTATION |  |  |  | WIRED SPARE | [45 empty] | 0 |  |  | 1 |  |  |  |  | 1 | [5 empty] | 2 |  |  |  | 1 | 0 |  | 0 | [24 empty] | 0
4444304 | U MI CIT | LEVEL 6 | IDF 6-304C | 6-315K | MRI CONTROL | 17 |  | 3 |  |  | PHONE/WORKSTATION |  |  |  | PRINTER | [26 empty] | Y | [18 empty] | 0 |  |  | 1 |  |  |  |  | 1 | [5 empty] | 2 |  |  |  | 1 | 0 |  | 0 | [24 empty] | 0 |  |  |  | 8811 | [7 empty] | New DID, CSS 40, no VM
6993579 | U MI CIT | LEVEL 6 | IDF 6-304C | 6-321 | EQUIPMENT STORAGE | 1 |  | 3 |  |  | MEDICAL EQUIPMENT-MOBILE |  |  |  | WIRED SPARE | [19 empty] | PERIOP SERVICES | [25 empty] | 0 | [18 empty] | 0 |  | 0 | [24 empty] | 0
4448350 | U MI CIT | LEVEL 6 | IDF 6-238C | 6-322 | OPERATING ROOM, NEURO | 7 |  | 3 |  |  | LABEL PRINTER |  |  |  | WIRED SPARE | [19 empty] | PERIOP SERVICES |  | OR 7 | [21 empty] | PRT-PAV0642 |  | 0 | [18 empty] | 0 |  | 0 | [23 empty] | 1 | 0
4448526 | U MI CIT | LEVEL 6 | IDF 6-238C | 6-324 | EQUIPMENT STORAGE | 1 |  | 3 |  |  | MEDICAL EQUIPMENT-MOBILE |  |  |  | MEDICAL EQUIPMENT-MOBILE | [19 empty] | PERIOP SERVICES | [25 empty] | 0 | [18 empty] | 0 |  | 0 | [24 empty] | 0
4448961 | U MI CIT | LEVEL 6 | IDF 6-238C | 6-324 | EQUIPMENT STORAGE | 2 |  | 3 |  |  | Pyxis MedStation (NPE01) |  |  |  | WIRED SPARE | [19 empty] | PERIOP SERVICES | [25 empty] | 0 | [18 empty] | 0 |  | 0 | [24 empty] | 0
4822747 | U MI CIT | LEVEL 6 | IDF 6-238C | 6-332 | OPERATING ROOM, SPINE (SILENT) | 6 |  | 3 |  |  | WORKSTATION |  |  |  | WIRED SPARE | [19 empty] | PERIOP SERVICES |  | OR 8 | [23 empty] | 0 |  |  |  | 1 |  |  | 1 | [6 empty] | 1 |  |  |  |  | 0 | 1 | 0 |  | 1 | 1 | [13 empty] | 1 | [7 empty] | 0
4822755 | U MI CIT | LEVEL 6 | IDF 6-238C | 6-332 | OPERATING ROOM, SPINE (SILENT) | 7 |  | 3 |  |  | MEDICAL EQUIPMENT-FIXED |  |  |  | WIRED SPARE | [19 empty] | PERIOP SERVICES |  | OR 8 | [23 empty] | 0 | [18 empty] | 0 |  | 0 | [24 empty] | 0
7044053 | U MI CIT | LEVEL 6 | IDF 6-238C | 6-332 | OPERATING ROOM, SPINE (SILENT) | 9 |  | 3 |  |  | LABEL PRINTER |  |  |  | WIRED SPARE | [19 empty] | PERIOP SERVICES |  | OR 8 | [21 empty] | PRT-PAV0643 |  | 0 | [18 empty] | 0 |  | 0 | [23 empty] | 1 | 0
7042120 | U MI CIT | LEVEL 6 | IDF 6-238C | 6-332 | OPERATING ROOM, SPINE (SILENT) | 34 |  | 4 |  |  | MEDICAL EQUIPMENT-FIXED |  |  |  | WIRED SPARE |  |  |  | SPARE | [15 empty] | PERIOP SERVICES |  | OR 8 | [23 empty] | 0 | [18 empty] | 0 |  | 0 | [24 empty] | 0
4827040 | U MI CIT | LEVEL 6 | IDF 6-238C | 6-334 | OPERATING ROOM, NEURO | 11 |  | 3 |  |  | LABEL PRINTER |  |  |  | WIRED SPARE | [19 empty] | PERIOP SERVICES |  | OR 6 | [21 empty] | PRT-PAV0644 |  | 0 | [18 empty] | 0 |  | 0 | [23 empty] | 1 | 0
10877041 | U MI CIT | LEVEL 6 | IDF 6-304C | 6-400Z | CORRIDOR | 5 |  | EX |  |  | RFID EXCITER | [23 empty] | RFID EXCITER | [25 empty] | 0 | [18 empty] | 0 |  | 0 | [24 empty] | 0
10875846 | U MI CIT | LEVEL 6 | IDF 6-304C | 6-411 | ISO PREOP/ PACU | 6 |  | TV-NC |  |  | TELEVISION |  |  |  | WIRED SPARE |  |  |  | NURSE CALL JACK | [15 empty] | PERIOP SERVICES |  | Preop/PACU 6-24 | [23 empty] | 0 | [18 empty] | 0 |  | 0 | [24 empty] | 0
10875789 | U MI CIT | LEVEL 6 | IDF 6-304C | 6-413 | ISO PREOP/ PACU | 6 |  | TV-NC |  |  | TELEVISION |  |  |  | WIRED SPARE |  |  |  | NURSE CALL JACK | [15 empty] | PERIOP SERVICES |  | Preop/PACU 6-23 | [23 empty] | 0 | [18 empty] | 0 |  | 0 | [24 empty] | 0
6993704 | U MI CIT | LEVEL 6 | IDF 6-304C | 6-417 | EQUIPMENT STORAGE | 1 |  | 3 |  |  | MEDICAL EQUIPMENT-MOBILE |  |  |  | MEDICAL EQUIPMENT-MOBILE | [19 empty] | PERIOP SERVICES | [25 empty] | 0 | [18 empty] | 0 |  | 0 | [24 empty] | 0
10877420 | U MI CIT | LEVEL 6 | IDF 6-304C | 6-440A | CC | 1 |  | 3 |  |  | MEDICAL EQUIPMENT-MOBILE |  |  |  | WIRED SPARE | [45 empty] | 0 | [18 empty] | 0 |  | 0 | [24 empty] | 0
4831878 | U MI CIT | LEVEL 8 | IDF 8-334C | 8-108 | MEDICATION | 3 |  | 3 |  |  | PHONE/WORKSTATION |  |  |  | WIRED SPARE |  |  |  | SPARE | [15 empty] | PHARMACY/NURSING |  |  | 2A | 2025-04-21 |  |  | Y | [14 empty] | WSIU3110 |  |  |  | 0 |  |  |  | 1 |  | 1 | [8 empty] | 1 |  |  | 1 | 0 |  | 0 |  |  | 1 | [21 empty] | 0 |  |  |  | 8811 | [7 empty] | New DID, CSS 40, no VM
5521212 | U MI CIT | LEVEL 8 | IDF 8-334C | 8-114 | DIETICIAN WORKROOM | 3 |  | 3 |  |  | PHONE/WORKSTATION |  |  |  | WIRED SPARE |  |  |  | SPARE | [15 empty] | PFANS |  |  | 2A | 2025-04-21 |  |  | Y | [14 empty] | WSFS0132 | LTFS0111 |  |  | 0 |  |  | 1 | [7 empty] | 1 | 1 |  | 1 |  |  |  | 1 | 0 |  | 0 | [24 empty] | 0 |  |  |  | 8811 | [7 empty] | New DID, CSS 40, VM Yes (and UCC iphone - still a question)
4830536 | U MI CIT | LEVEL 8 | IDF 8-438C | 8-358 | MEDICATION | 3 |  | 3 |  |  | PHONE/WORKSTATION |  |  |  | WIRED SPARE |  |  |  | SPARE | [15 empty] | PHARMACY/NURSING |  |  | 2A | 2025-04-21 |  |  | Y | [14 empty] | WSIU3133 |  |  |  | 0 |  |  |  | 1 |  | 1 | [8 empty] | 1 |  |  | 1 | 0 |  | 0 |  |  | 1 | [21 empty] | 0 |  |  |  | 8811 | [7 empty] | New DID, CSS 40, no VM
5470195 | U MI CIT | LEVEL 8 | IDF 8-438C | 8-402 | NURSES STATION | 8 |  | PM |  |  | PHYSIO MONITOR |  |  |  | PHYSIO MONITOR |  |  |  | SPARE | [11 empty] | CAPSULE |  |  |  | NURSING |  |  | 2A | 2025-04-21 |  |  |  |  | CIC MC | CIC IX | [15 empty] | 0 | [18 empty] | 0 |  | 0 | [24 empty] | 0
4620928 | U MI CIT | LEVEL 8 | IDF 8-438C | 8-413B | CLINICAL WORKSTATION | 1 |  | 3 |  |  | WORKSTATION |  |  |  | WIRED SPARE |  |  |  | SPARE | [15 empty] | EMU-EEG Staff |  |  | 2A | 2025-04-21 | [17 empty] | WSIU3235 |  |  |  | 0 |  |  |  | 1 | 1 | [12 empty] | 1 | 0 |  | 0 |  |  | 1 | [21 empty] | 0
4620943 | U MI CIT | LEVEL 8 | IDF 8-438C | 8-415B | CLINICAL WORKSTATION | 1 |  | 3 |  |  | WORKSTATION |  |  |  | WIRED SPARE |  |  |  | SPARE | [15 empty] | EMU-EEG Staff |  |  | 2A | 2025-04-21 | [17 empty] | WSIU3236 |  |  |  | 0 |  |  |  | 1 | 1 | [12 empty] | 1 | 0 |  | 0 |  |  | 1 | [21 empty] | 0
4620958 | U MI CIT | LEVEL 8 | IDF 8-438C | 8-417B | CLINICAL WORKSTATION | 1 |  | 3 |  |  | WORKSTATION |  |  |  | WIRED SPARE |  |  |  | SPARE | [15 empty] | EMU-EEG Staff |  |  | 2A | 2025-04-21 | [17 empty] | WSIU3237 |  |  |  | 0 |  |  |  | 1 | 1 | [12 empty] | 1 | 0 |  | 0 |  |  | 1 | [21 empty] | 0
4620973 | U MI CIT | LEVEL 8 | IDF 8-438C | 8-419B | CLINICAL WORKSTATION | 1 |  | 3 |  |  | WORKSTATION |  |  |  | WIRED SPARE |  |  |  | SPARE | [15 empty] | EMU-EEG Staff |  |  | 2A | 2025-04-21 | [17 empty] | WSIU3238 |  |  |  | 0 |  |  |  | 1 | 1 | [12 empty] | 1 | 0 |  | 0 |  |  | 1 | [21 empty] | 0
4620988 | U MI CIT | LEVEL 8 | IDF 8-438C | 8-421B | CLINICAL WORKSTATION | 1 |  | 3 |  |  | WORKSTATION |  |  |  | WIRED SPARE |  |  |  | SPARE | [15 empty] | EMU-EEG Staff |  |  | 2A | 2025-04-21 | [17 empty] | WSIU3239 |  |  |  | 0 |  |  |  | 1 | 1 | [12 empty] | 1 | 0 |  | 0 |  |  | 1 | [21 empty] | 0
8578319 | U MI CIT | LEVEL 8 | IDF 8-438C | 8-423B | CLINICAL WORKSTATION | 1 |  | 3 |  |  | WORKSTATION |  |  |  | WIRED SPARE |  |  |  | SPARE | [15 empty] | EMU-EEG Staff |  |  | 2A | 2025-04-21 | [17 empty] | WSIU3240 |  |  |  | 0 |  |  |  | 1 | 1 | [12 empty] | 1 | 0 |  | 0 |  |  | 1 | [21 empty] | 0
4473767 | U MI CIT | LEVEL 8 | IDF 8-438C | 8-427 | DAY ROOM | 1 |  | 3 |  |  | WORKSTATION |  |  |  | WIRED SPARE |  |  |  | SPARE | [15 empty] | EMU-EEG Staff |  |  | 2A | 2025-04-21 | [15 empty] | 1 | standing height, flush mount, foldup keyboard/mouse | WSPV0037 |  |  |  | 0 |  |  |  | 1 |  | 1 | [7 empty] | 1 |  |  |  | 1 | 0 |  | 0 |  | 1 | 1 | [21 empty] | 0
10890480 | U MI CIT | LEVEL 8 | IDF 8-438C | 8-427 | DAY ROOM | 3 |  | 3 |  |  | WORKSTATION |  |  |  | WIRED SPARE |  |  |  | SPARE | [15 empty] | EMU-EEG Staff |  |  | 2A | 2025-04-21 | [15 empty] | 1 | standing height, flush mount, foldup keyboard/mouse | WSPV0038 |  |  |  | 0 |  |  |  | 1 |  | 1 | [7 empty] | 1 |  |  |  | 1 | 0 |  | 0 |  | 1 | 1 | [21 empty] | 0
10890500 | U MI CIT | LEVEL 8 | IDF 8-438C | 8-427 | DAY ROOM | 4 |  | 3 |  |  | WORKSTATION |  |  |  | WIRED SPARE |  |  |  | SPARE | [15 empty] | EMU-EEG Staff |  |  | 2A | 2025-04-21 | [15 empty] | 1 | standing height, flush mount, foldup keyboard/mouse | WSPV0039 |  |  |  | 0 |  |  |  | 1 |  | 1 | [7 empty] | 1 |  |  |  | 1 | 0 |  | 0 |  | 1 | 1 | [21 empty] | 0
10890422 | U MI CIT | LEVEL 8 | IDF 8-438C | 8-427 | DAY ROOM | 6 |  | EMC |  |  | EMU CAMERA |  |  |  | EMU ILLUMINATOR | [19 empty] | EMU-EEG Staff |  |  | 2A | 2025-04-21 | [21 empty] | 0 | [18 empty] | 0 |  | 0 | [24 empty] | 0
10890438 | U MI CIT | LEVEL 8 | IDF 8-438C | 8-427 | DAY ROOM | 7 |  | EMC |  |  | EMU CAMERA |  |  |  | EMU ILLUMINATOR | [19 empty] | EMU-EEG Staff |  |  | 2A | 2025-04-21 | [21 empty] | 0 | [18 empty] | 0 |  | 0 | [24 empty] | 0
99999996 | U MI CIT | LEVEL 8 |  | 8-445 | MEDICAL DEVICE STORAGE | [29 empty] | EMU-EEG |  |  | 2A | 2025-04-21 | [21 empty] | 0 |  |  |  | 4 |  |  | 4 | [6 empty] | 4 |  |  |  | 4 | 0 |  | 0 | [16 empty] | 4 | [7 empty] | 0 | [10 empty] | 2 non-powered carts to travel from room to room for NATUS, only 3 items: monitor, kb, mouse; use power on closest wall outlet; input/output connections to include point-to-point KVM technology
7056393 | U MI CIT | LEVEL 8 | IDF 8-438C | 8-448 | NURSE STATION | 4 |  | AV |  |  | WIRED SPARE |  |  |  | WIRED SPARE | [19 empty] | NURSES STATION |  |  | 2A | 2025-04-21 | Y | [20 empty] | 0 | [18 empty] | 0 |  | 0 | [24 empty] | 0
4621043 | U MI CIT | LEVEL 8 | IDF 8-438C | 8-501B | CLINICAL WORKSTATION | 1 |  | 3 |  |  | WORKSTATION |  |  |  | WIRED SPARE |  |  |  | SPARE | [15 empty] | EMU-EEG Staff |  |  | 2A | 2025-04-21 | [17 empty] | WSIU3241 |  |  |  | 0 |  |  |  | 1 | 1 | [12 empty] | 1 | 0 |  | 0 |  |  | 1 | [21 empty] | 0
4621133 | U MI CIT | LEVEL 8 | IDF 8-438C | 8-503B | CLINICAL WORKSTATION | 1 |  | 3 |  |  | WORKSTATION |  |  |  | WIRED SPARE |  |  |  | SPARE | [15 empty] | EMU-EEG Staff |  |  | 2A | 2025-04-21 | [17 empty] | WSIU3242 |  |  |  | 0 |  |  |  | 1 | 1 | [12 empty] | 1 | 0 |  | 0 |  |  | 1 | [21 empty] | 0
4621152 | U MI CIT | LEVEL 8 | IDF 8-438C | 8-505B | CLINICAL WORKSTATION | 1 |  | 3 |  |  | WORKSTATION |  |  |  | WIRED SPARE |  |  |  | SPARE | [15 empty] | EMU-EEG Staff |  |  | 2A | 2025-04-21 | [17 empty] | WSIU3243 |  |  |  | 0 |  |  |  | 1 | 1 | [12 empty] | 1 | 0 |  | 0 |  |  | 1 | [21 empty] | 0
4621167 | U MI CIT | LEVEL 8 | IDF 8-438C | 8-507B | CLINICAL WORKSTATION | 1 |  | 3 |  |  | WORKSTATION |  |  |  | WIRED SPARE |  |  |  | SPARE | [15 empty] | EMU-EEG Staff |  |  | 2A | 2025-04-21 | [17 empty] | WSIU3244 |  |  |  | 0 |  |  |  | 1 | 1 | [12 empty] | 1 | 0 |  | 0 |  |  | 1 | [21 empty] | 0
10568013 | U MI CIT | LEVEL 8 | IDF 8-334C | 8-513 | CONSULT (Compass Station) | 1 |  | AV |  |  | WORKSTATION |  |  |  | WIRED SPARE | [19 empty] | EEG TEAM 9/5/24 |  |  | 2A | 2025-04-21 | [17 empty] | WSNU0312 |  |  |  | 0 |  |  |  | 1 |  |  |  | 1 | [6 empty] | 1 |  |  | 1 | 0 |  | 0 |  |  | 1 | [21 empty] | 0
10879701 | U MI CIT | LEVEL 9 | IDF 9-122C | 9-100A | ARREST CART | 1 |  | 3 |  |  | MEDICAL EQUIPMENT-MOBILE |  |  |  | WIRED SPARE |  |  |  | SPARE | [18 empty] | 2B | 2025-04-07 | [21 empty] | 0 | [18 empty] | 0 |  | 0 | [24 empty] | 0
10856366 | U MI CIT | LEVEL 9 | IDF 9-122C | 9-236E | ELECTRICAL ROOM | 2 |  | EX |  |  | RFID EXCITER | [23 empty] | RFID EXCITER |  |  | 2B | 2025-04-07 | [21 empty] | 0 | [18 empty] | 0 |  | 0 | [24 empty] | 0
4482510 | U MI CIT | LEVEL 9 | IDF 9-334C | 9-516 | NURSES STATION | 10 |  | 3 |  |  | PHONE/WORKSTATION |  |  |  | WIRED SPARE |  |  |  | SPARE | [15 empty] | NURSES STATION | 2024-09-09 |  | 2B | 2025-04-07 |  |  | Y | [14 empty] | WSIU3189 |  |  |  | 0 |  |  |  | 1 | 1 | [12 empty] | 1 | 0 |  | 0 |  |  | 1 | [21 empty] | 0 |  |  |  | 8811 | [7 empty] | New DID, CSS 40, no VM
7061145 | U MI CIT | LEVEL 9 | IDF 9-438C | 9-364 | NURSES STATION | 4 |  | PM |  |  | PHYSIO MONITOR |  |  |  | PHYSIO MONITOR |  |  |  | SPARE | [11 empty] | CAPSULE |  |  |  | NURSING |  |  | 2B | 2025-04-07 |  |  |  |  | CIC MC | CIC IX | [15 empty] | 0 | [18 empty] | 0 |  | 0 | [24 empty] | 0
4477435 | U MI CIT | LEVEL 9 | IDF 9-438C | 9-364 | NURSES STATION | 5 |  | 3 |  |  | WORKSTATION |  |  |  | PRINTER |  |  |  | SPARE | [15 empty] | NURSES STATION |  |  | 2B | 2025-04-07 | [17 empty] | WSIU3175 |  | PRT-PAV0907 |  | 0 |  |  |  | 1 | 1 | [12 empty] | 1 | 0 |  | 0 |  |  | 1 | [8 empty] | 1 | [12 empty] | 0
5516091 | U MI CIT | LEVEL 9 | IDF 9-334C | 9-420Z | CORRIDOR | 1 |  | EX |  |  | RFID EXCITER | [23 empty] | RFID EXCITER |  |  | 2B | 2025-04-07 | [21 empty] | 0 | [18 empty] | 0 |  | 0 | [24 empty] | 0
10859449 | U MI CIT | LEVEL 9 | IDF 9-334C | 9-420Z | CORRIDOR | 5 |  | EX |  |  | RFID EXCITER | [23 empty] | RFID EXCITER |  |  | 2B | 2025-04-07 | [21 empty] | 0 | [18 empty] | 0 |  | 0 | [24 empty] | 0
7470561 | U MI CIT | PENTHOUSE | IDF PH-122C | PH-001M | FAN ROOM | 1 |  | EL |  |  | ELEVATOR |  |  |  | ELEVATOR |  |  |  | ELEVATOR |  |  |  | ELEVATOR | [11 empty] | FACILITIES | [25 empty] | 0 | [18 empty] | 0 |  | 0 | [24 empty] | 0
7470541 | U MI CIT | PENTHOUSE | IDF PH-122C | PH-001M | FAN ROOM | 2 |  | EL |  |  | ELEVATOR |  |  |  | ELEVATOR |  |  |  | ELEVATOR |  |  |  | ELEVATOR | [11 empty] | FACILITIES | [25 empty] | 0 | [18 empty] | 0 |  | 0 | [24 empty] | 0
7470521 | U MI CIT | PENTHOUSE | IDF PH-122C | PH-001M | FAN ROOM | 3 |  | EL |  |  | ELEVATOR |  |  |  | ELEVATOR |  |  |  | ELEVATOR |  |  |  | ELEVATOR | [11 empty] | FACILITIES | [25 empty] | 0 | [18 empty] | 0 |  | 0 | [24 empty] | 0
7470433 | U MI CIT | PENTHOUSE | IDF PH-122C | PH-001M | FAN ROOM | 4 |  | EL |  |  | ELEVATOR |  |  |  | ELEVATOR |  |  |  | ELEVATOR |  |  |  | ELEVATOR | [11 empty] | FACILITIES | [25 empty] | 0 | [18 empty] | 0 |  | 0 | [24 empty] | 0
8900649 | U MI CIT | PENTHOUSE | IDF PH-122C | PH-122C | RADIO ROOM | 4 |  | NP |  |  | NURSE CALL-PANEL |  |  |  | NURSE CALL-PANEL | [19 empty] | HITS | [25 empty] | 0 | [18 empty] | 0 |  | 0 | [24 empty] | 0
7470644 | U MI CIT | PENTHOUSE | IDF PH-122C | R-014V | ELEVATOR LOBBY | 1 |  | EL |  |  | ELEVATOR |  |  |  | ELEVATOR |  |  |  | ELEVATOR |  |  |  | ELEVATOR | [11 empty] | FACILITIES | [25 empty] | 0 | [18 empty] | 0 |  | 0 | [24 empty] | 0
7470664 | U MI CIT | PENTHOUSE | IDF PH-122C | R-014V | ELEVATOR LOBBY | 2 |  | EL |  |  | ELEVATOR |  |  |  | ELEVATOR |  |  |  | ELEVATOR |  |  |  | ELEVATOR | [11 empty] | FACILITIES | [25 empty] | 0 | [18 empty] | 0 |  | 0 | [24 empty] | 0
| THIS LINE CONTAINS COUNTS FOR THE DEVICE COLUMNS STARTING IN COLUMN AK | [9 empty] | 0 |  |  |  | 0 |  |  |  | 0 |  |  |  | 0 |  |  |  | 0 |  |  |  | 0 | [23 empty] | 0 | 0 | 0 | 0 | 0 | 0 | 0 | 0 | 0 | 0 | 0 | 0 | 0 | 0 | 0 | 0 | 0 | 0 | 0 | 0 | 0 | 0 | 0 | 0 | 0 | 0 | 0 | 0 | 0 | 0 | 0 | 0 | 0 | 0 | 0 |  | 0 | 0 | 0 | 0 | 0 | 0 | 0 | 0 | 0 | 0 | 0 | 0 | 0 | 0 | 0 | 0 | 0 | 0 | 0 | 0 | 0 | 0 | 0 | 0 | 0
[61 empty] | 0 | [18 empty] | 0 |  | 0 | [24 empty] | 0
[61 empty] | 0 | [18 empty] | 0 |  | 0 | [24 empty] | 0