## Sheet1
Element ID | Building Name | Level | Serving IDF Room | Room Number | Room Name | Faceplate Position | Faceplate/Jack # | Outlet Config | Data Switch Port A | Patch Panel Port A | Port A | Port A Patch Cable Color | Data Switch Port B | Patch Panel Port B | Port B | Port B Patch Cable Color | Data Switch Port C | Patch Panel Port C | Port C | Port C Patch Cable Color | Data Switch Port D | Patch Panel Port D | Port D | Patch Cable Color Port D | Data Switch Port E | Patch Panel Port E | Port E | Port E Patch Cable Color | Data Switch Port F | Patch Panel Port F | Port F | Patch Panel Color Port F
4494245 | U MI CIT | LEVEL 9 | IDF 9-122C | 9-214F | ADMIN | 1 | 9-214F-01 | 3 | R3/SW1/6/37 | R3-D-15 | PHONE/WORKSTATION |  |  | R3-D-17 | WIRED SPARE |  |  | R3-D-17 | SPARE
4494151 | U MI CIT | LEVEL 9 | IDF 9-122C | 9-214F | ADMIN | 2 | 9-214F-03 | 3 | R3/SW1/6/38 | R3-D-18 | PHONE/WORKSTATION |  |  | R3-D-19 | WIRED SPARE |  |  | R3-D-20 | SPARE
4481309 | U MI CIT | LEVEL 9 | IDF 9-438C | 9-402A | ADMIN | 1 | 9-402A-01 | 3 | R3/SW1/6/46 | R3-C-47 D01 | PHONE/WORKSTATION |  |  |  | WIRED SPARE |  |  |  | SPARE
10854613 | U MI CIT | LEVEL 9 | IDF 9-122C | 9-310A | ALC ARREST CART | 1 | 9-310A-01 | 3 |  | R3-B-04 | MEDICAL EQUIPMENT-FIXED |  |  |  | WIRED SPARE |  |  |  | SPARE
10859261 | U MI CIT | LEVEL 9 | IDF 9-438C | 9-320A | ALC ARREST CART | 1 | 9-320A-01 | 3 | R3/SW1/5/1 | R3-A-03 | MEDICAL EQUIPMENT-FIXED |  |  |  | WIRED SPARE |  |  |  | SPARE
10860357 | U MI CIT | LEVEL 9 | IDF 9-334C | 9-510D | ALC ARREST CART | 1 | 9-510D-01 | 3 |  |  | MEDICAL EQUIPMENT-MOBILE |  |  |  | WIRED SPARE |  |  |  | SPARE
10855584 | U MI CIT | LEVEL 9 | IDF 9-334C | 9-120A | ALCOVE | 2 | 9-120A-03 | 3 |  |  | MEDICAL EQUIPMENT-FIXED |  |  |  | WIRED SPARE |  |  |  | SPARE
7467618 | U MI CIT | LEVEL 9 | IDF 9-122C | 9-212A | ALCOVE, IT EQUIPMENT | 2 | 9-212A-03 | 3 |  |  | WIRED SPARE |  |  |  | WIRED SPARE |  |  |  | WIRED SPARE | [7 empty] | WIRED SPARE |  |  |  | WIRED SPARE
10879701 | U MI CIT | LEVEL 9 | IDF 9-122C | 9-100A | ARREST CART | 1 | 9-122A-01 | 3 |  |  | MEDICAL EQUIPMENT-MOBILE |  |  |  | WIRED SPARE |  |  |  | SPARE
5104060 | U MI CIT | LEVEL 9 | IDF 9-438C | 9-402Z | CIRCULATION | 1 | 9-402Z-01 | WAP | R2/SW1/1/5 | R1-H-09 | WAP |  |  |  | WAP SPARE
7946755 | U MI CIT | LEVEL 9 | IDF 9-122C | 9-202 | CLEAN UTILITY | 1 | 9-202-01 | 3 | R2/SW1/5/37 | R2-F-39 | WIRED SPARE |  |  | R2-F-40 | WIRED SPARE |  |  | R2-F-41 | WIRED SPARE
8991335 | U MI CIT | LEVEL 9 | IDF 9-122C | 9-202 | CLEAN UTILITY | 2 | 9-202-03 | BAS |  |  | BMS |  |  |  | BMS
7933776 | U MI CIT | LEVEL 9 | IDF 9-122C | 9-306 | CLEAN UTILITY | 1 | 9-306-01 | 3 | R3/SW1/7/34 | R3-A-38 | WIRED SPARE |  |  | R3-A-39 | WIRED SPARE |  |  | R3-A-40 | WIRED SPARE
7933933 | U MI CIT | LEVEL 9 | IDF 9-438C | 9-362 | CLEAN UTILITY | 1 | 9-362-01 | 3 | R2/SW1/1/40 | R2-H-48 | WIRED SPARE |  |  | R3-A-01 | WIRED SPARE |  |  | R3-A-02 | WIRED SPARE
7934042 | U MI CIT | LEVEL 9 | IDF 9-438C | 9-408 | CLEAN UTILITY | 1 | 9-408-01 | 3 | R3/SW1/5/35 | R3-B-21 | WIRED SPARE |  |  | R3-B-22 | WIRED SPARE |  |  | R3-B-23 | WIRED SPARE
4647443 | U MI CIT | LEVEL 9 | IDF 9-334C | 9-101B | CLINICAL WORKSTATION | 1 | 9-101B-01 | 3 |  |  | WORKSTATION |  |  |  | WIRED SPARE |  |  |  | SPARE
4647428 | U MI CIT | LEVEL 9 | IDF 9-334C | 9-103B | CLINICAL WORKSTATION | 1 | 9-103B-01 | 3 |  |  | WORKSTATION |  |  |  | WIRED SPARE |  |  |  | SPARE
4647407 | U MI CIT | LEVEL 9 | IDF 9-122C | 9-105B | CLINICAL WORKSTATION | 1 | 9-105B-01 | 3 | R2/SW1/5/14 |  | WORKSTATION |  |  |  | WIRED SPARE |  |  |  | SPARE
4647390 | U MI CIT | LEVEL 9 | IDF 9-122C | 9-107B | CLINICAL WORKSTATION | 1 | 9-107B-01 | 3 | R2/SW1/5/39 |  | WORKSTATION |  |  |  | WIRED SPARE |  |  |  | SPARE
4647373 | U MI CIT | LEVEL 9 | IDF 9-122C | 9-109B | CLINICAL WORKSTATION | 1 | 9-109B-01 | 3 | R2/SW1/5/42 |  | WORKSTATION |  |  |  | WIRED SPARE |  |  |  | SPARE
4647356 | U MI CIT | LEVEL 9 | IDF 9-122C | 9-111B | CLINICAL WORKSTATION | 1 | 9-111B-01 | 3 | R2/SW1/5/45 |  | WORKSTATION |  |  |  | WIRED SPARE |  |  |  | SPARE
4647313 | U MI CIT | LEVEL 9 | IDF 9-122C | 9-113B | CLINICAL WORKSTATION | 1 | 9-113B-01 | 3 | R2/SW1/5/3 |  | WORKSTATION |  |  |  | WIRED SPARE |  |  |  | SPARE
4488322 | U MI CIT | LEVEL 9 | IDF 9-122C | 9-115B | CLINICAL WORKSTATION | 1 | 9-115B-01 | 3 | R2/SW1/5/1 |  | WORKSTATION |  |  |  | WIRED SPARE |  |  |  | SPARE
6628252 | U MI CIT | LEVEL 9 | IDF 9-122C | 9-117B | CLINICAL WORKSTATION | 1 | 9-117B-01 | 3 | R2/SW1/6/23 |  | WORKSTATION |  |  |  | WIRED SPARE |  |  |  | SPARE
4644634 | U MI CIT | LEVEL 9 | IDF 9-122C | 9-201B | CLINICAL WORKSTATION | 1 | 9-201B-01 | 3 | R2/SW1/6/34 |  | WORKSTATION |  |  |  | WIRED SPARE |  |  |  | SPARE
4644549 | U MI CIT | LEVEL 9 | IDF 9-122C | 9-203B | CLINICAL WORKSTATION | 1 | 9-203B-01 | 3 |  |  | WORKSTATION |  |  |  | WIRED SPARE |  |  |  | SPARE
4644464 | U MI CIT | LEVEL 9 | IDF 9-122C | 9-205B | CLINICAL WORKSTATION | 1 | 9-205B-01 | 3 | R2/SW1/6/40 |  | WORKSTATION |  |  |  | WIRED SPARE |  |  |  | SPARE
4644379 | U MI CIT | LEVEL 9 | IDF 9-122C | 9-207B | CLINICAL WORKSTATION | 1 | 9-207B-01 | 3 | R2/SW1/6/42 |  | WORKSTATION |  |  |  | WIRED SPARE |  |  |  | SPARE
4644292 | U MI CIT | LEVEL 9 | IDF 9-122C | 9-209B | CLINICAL WORKSTATION | 1 | 9-209B-01 | 3 | R2/SW1/6/06 |  | WORKSTATION |  |  |  | WIRED SPARE |  |  |  | SPARE
4644147 | U MI CIT | LEVEL 9 | IDF 9-122C | 9-211B | CLINICAL WORKSTATION | 1 | 9-211B-01 | 3 | R2/SW1/6/20 |  | WORKSTATION |  |  |  | WIRED SPARE |  |  |  | SPARE
4643270 | U MI CIT | LEVEL 9 | IDF 9-122C | 9-301B | CLINICAL WORKSTATION | 1 | 9-301B-01 | 3 | R3/SW1/7/27 |  | WORKSTATION |  |  |  | WIRED SPARE |  |  |  | SPARE
4643253 | U MI CIT | LEVEL 9 | IDF 9-122C | 9-303B | CLINICAL WORKSTATION | 1 | 9-303B-01 | 3 | R3/SW1/6/48 | R3-B-46 | WORKSTATION |  |  | R3-B-47 | WIRED SPARE |  |  | R3-B-48 | SPARE
4643236 | U MI CIT | LEVEL 9 | IDF 9-122C | 9-305B | CLINICAL WORKSTATION | 1 | 9-305B-01 | 3 |  | R3-C-18 | WORKSTATION |  |  | R3-B-19 | WIRED SPARE |  |  | R3-B-20 | SPARE
4643219 | U MI CIT | LEVEL 9 | IDF 9-122C | 9-307B | CLINICAL WORKSTATION | 1 | 9-307B-01 | 3 | R3/SW1/6/43 | R3-C-38 | WORKSTATION |  |  | R3-C-39 | WIRED SPARE |  |  | R3-C-40 | SPARE
4643204 | U MI CIT | LEVEL 9 | IDF 9-122C | 9-309B | CLINICAL WORKSTATION | 1 | 9-309-11 | 3 | R3/SW1/6/9 | R3-D-10 | WORKSTATION |  |  | R3-D-12 | WIRED SPARE |  |  | R3-D-12 | SPARE
4643187 | U MI CIT | LEVEL 9 | IDF 9-334C | 9-311B | CLINICAL WORKSTATION | 1 | 9-311B-01 | 3 |  | R2-C-07 | WORKSTATION |  |  | R2-C-08 | WIRED SPARE |  |  | R2-C-09 | SPARE
4643170 | U MI CIT | LEVEL 9 | IDF 9-334C | 9-313B | CLINICAL WORKSTATION | 1 | 9-313B-01 | 3 | R2/SW1/3/2 | R2-C-27 | WORKSTATION |  |  | R2-C-28 | WIRED SPARE |  |  | R2-C-29 | SPARE
4643072 | U MI CIT | LEVEL 9 | IDF 9-334C | 9-315B | CLINICAL WORKSTATION | 1 | 9-315B-01 | 3 | R2/SW1/3/29 | R2-C-46 | WORKSTATION |  |  | R2-C-48 | WIRED SPARE |  |  | R2-D-01 | SPARE
4641421 | U MI CIT | LEVEL 9 | IDF 9-334C | 9-319B | CLINICAL WORKSTATION | 1 | 9-319B-01 | 3 | R2/SW1/3/25 | R2-D-39 | WORKSTATION |  |  | R2-D-40 | WIRED SPARE |  |  | R2-D-41 | SPARE
4641335 | U MI CIT | LEVEL 9 | IDF 9-334C | 9-321B | CLINICAL WORKSTATION | 1 | 9-321B-01 | 3 | R2/SW1/2/15 | R2-E-11 | WORKSTATION |  |  | R2-E-12 | WIRED SPARE |  |  | R2-E-13 | SPARE
4641249 | U MI CIT | LEVEL 9 | IDF 9-334C | 9-323B | CLINICAL WORKSTATION | 1 | 9-323B-01 | 3 | R2/SW1/2/13 | R2-E-31 | WORKSTATION |  |  | R2-E-32 | WIRED SPARE |  |  | R2-E-33 | SPARE
4641163 | U MI CIT | LEVEL 9 | IDF 9-334C | 9-325B | CLINICAL WORKSTATION | 1 | 9-325B-01 | 3 | R3/SW1/8/33 | R2-F-03 | WORKSTATION |  |  | R2-F-04 | WIRED SPARE |  |  | R2-F-05 | SPARE
4641077 | U MI CIT | LEVEL 9 | IDF 9-438C | 9-327B | CLINICAL WORKSTATION | 1 | 9-327B-01 | 3 | R2/SW1/6/46 | R2-H-24 | WORKSTATION |  |  | R2-H-25 | WIRED SPARE |  |  | R2-H-26 | SPARE
4640905 | U MI CIT | LEVEL 9 | IDF 9-438C | 9-329B | CLINICAL WORKSTATION | 1 | 9-329B-01 | 3 | R2/SW1/6/24 | R2-H-04 | WORKSTATION |  |  | R2-H-05 | WIRED SPARE |  |  | R2-H-06 | SPARE
4640773 | U MI CIT | LEVEL 9 | IDF 9-438C | 9-331B | CLINICAL WORKSTATION | 1 | 9-331B-01 | 3 | R2/SW1/6/21 |  | WORKSTATION |  |  |  | WIRED SPARE |  |  |  | SPARE
4479552 | U MI CIT | LEVEL 9 | IDF 9-438C | 9-333B | CLINICAL WORKSTATION | 1 | 9-333B-01 | 3 | R2/SW1/6/18 |  | WORKSTATION |  |  |  | WIRED SPARE |  |  |  | SPARE
4657196 | U MI CIT | LEVEL 9 | IDF 9-438C | 9-401B | CLINICAL WORKSTATION | 1 | 9-401B-01 | 3 | R2/SW1/6/37 |  | WORKSTATION |  |  |  | WIRED SPARE |  |  |  | SPARE
4657188 | U MI CIT | LEVEL 9 | IDF 9-438C | 9-403B | CLINICAL WORKSTATION | 1 | 9-403B-01 | 3 | R2/SW1/6/34 |  | WORKSTATION |  |  |  | WIRED SPARE |  |  |  | SPARE
4657204 | U MI CIT | LEVEL 9 | IDF 9-438C | 9-405B | CLINICAL WORKSTATION | 1 | 9-405B-01 | 3 | R2/SW1/6/31 |  | WORKSTATION |  |  |  | WIRED SPARE |  |  |  | SPARE
4657212 | U MI CIT | LEVEL 9 | IDF 9-438C | 9-407B | CLINICAL WORKSTATION | 1 | 9-407B-01 | 3 | R2/SW1/6/9 |  | WORKSTATION |  |  |  | WIRED SPARE |  |  |  | SPARE
4657220 | U MI CIT | LEVEL 9 | IDF 9-438C | 9-409B | CLINICAL WORKSTATION | 1 | 9-409B-01 | 3 | R2/SW1/6/6 |  | WORKSTATION |  |  |  | WIRED SPARE |  |  |  | SPARE
4657228 | U MI CIT | LEVEL 9 | IDF 9-438C | 9-411B | CLINICAL WORKSTATION | 1 | 9-411B-01 | 3 | R2/SW1/6/3 |  | WORKSTATION |  |  |  | WIRED SPARE |  |  |  | SPARE
4657236 | U MI CIT | LEVEL 9 | IDF 9-438C | 9-413B | CLINICAL WORKSTATION | 1 | 9-413B-01 | 3 | R2/SW1/5/46 |  | WORKSTATION |  |  |  | WIRED SPARE |  |  |  | SPARE
4649444 | U MI CIT | LEVEL 9 | IDF 9-438C | 9-501B | CLINICAL WORKSTATION | 1 | 9-501B-01 | 3 | R2/SW1/5/39 |  | WORKSTATION |  |  |  | WIRED SPARE |  |  |  | SPARE
4649347 | U MI CIT | LEVEL 9 | IDF 9-438C | 9-503B | CLINICAL WORKSTATION | 1 | 9-503B-01 | 3 | R2/SW1/5/15 |  | WORKSTATION |  |  |  | WIRED SPARE |  |  |  | SPARE
4649248 | U MI CIT | LEVEL 9 | IDF 9-438C | 9-505B | CLINICAL WORKSTATION | 1 | 9-505B-01 | 3 | R2/SW1/5/13 |  | WORKSTATION |  |  |  | WIRED SPARE |  |  |  | SPARE
4649153 | U MI CIT | LEVEL 9 | IDF 9-438C | 9-507B | CLINICAL WORKSTATION | 1 | 9-507B-01 | 3 | R2/SW1/5/11 |  | WORKSTATION |  |  |  | WIRED SPARE |  |  |  | SPARE
4649058 | U MI CIT | LEVEL 9 | IDF 9-438C | 9-509B | CLINICAL WORKSTATION | 1 | 9-509B-01 | 3 | R2/SW1/5/28 |  | WORKSTATION |  |  |  | WIRED SPARE |  |  |  | SPARE
4648963 | U MI CIT | LEVEL 9 | IDF 9-438C | 9-511B | CLINICAL WORKSTATION | 1 | 9-511B-01 | 3 | R2/SW1/5/26 |  | WORKSTATION |  |  |  | WIRED SPARE |  |  |  | SPARE
4648868 | U MI CIT | LEVEL 9 | IDF 9-334C | 9-513B | CLINICAL WORKSTATION | 1 | 9-513B-01 | 3 | R3/SW1/8/23 |  | WORKSTATION |  |  |  | WIRED SPARE |  |  |  | SPARE
4648767 | U MI CIT | LEVEL 9 | IDF 9-334C | 9-515B | CLINICAL WORKSTATION | 1 | 9-515B-01 | 3 | R3/SW1/8/21 |  | WORKSTATION |  |  |  | WIRED SPARE |  |  |  | SPARE
4648096 | U MI CIT | LEVEL 9 | IDF 9-334C | 9-517B | CLINICAL WORKSTATION | 1 | 9-517B-01 | 3 | R3/SW1/8/42 |  | WORKSTATION |  |  |  | WIRED SPARE |  |  |  | SPARE
4494506 | U MI CIT | LEVEL 9 | IDF 9-122C | 9-214 | COMMUNAL TEAMING | 1 | 9-214-01 | AV | R3/SW1/7/48 | R2-H-15 | AV ROOM EQUIPMENT |  |  |  | AV ROOM EQUIPMENT
7064565 | U MI CIT | LEVEL 9 | IDF 9-122C | 9-214 | COMMUNAL TEAMING | 5 | 9-214-09 | AV |  |  | WIRED SPARE |  |  |  | WIRED SPARE
4494121 | U MI CIT | LEVEL 9 | IDF 9-122C | 9-214 | COMMUNAL TEAMING | 2 | 9-214-03 | 3 | R3/SW1/7/47 | R2-H-17 | PRINTER |  |  | R2-H18 | FAX |  |  | R2-H-19 | SPARE
5217987 | U MI CIT | LEVEL 9 | IDF 9-122C | 9-214 | COMMUNAL TEAMING | 4 | 9-214-07 | 3 | R3/SW1/7/45 |  | WIRED SPARE |  |  |  | WIRED SPARE |  |  |  | WIRED SPARE
5104979 | U MI CIT | LEVEL 9 | IDF 9-122C | 9-214 | COMMUNAL TEAMING | 6 | 9-214-01 | WAP |  | R1-E-25 | WAP |  |  |  | WAP SPARE
7063173 | U MI CIT | LEVEL 9 | IDF 9-438C | 9-417 | COMMUNAL TEAMING | 2 | 9-417-03 | AV | R2/SW1/5/19 |  | WIRED SPARE |  |  |  | WIRED SPARE
7063284 | U MI CIT | LEVEL 9 | IDF 9-438C | 9-417 | COMMUNAL TEAMING | 5 | 9-417-11 | AV | R2/SW1/5/40 | R2-C-42 | AV ROOM EQUIPMENT | Yellow |  |  | AV ROOM EQUIPMENT
5215944 | U MI CIT | LEVEL 9 | IDF 9-438C | 9-417 | COMMUNAL TEAMING | 8 | 9-417-13 | AV |  |  | WIRED SPARE |  |  |  | WIRED SPARE
4481813 | U MI CIT | LEVEL 9 | IDF 9-438C | 9-417 | COMMUNAL TEAMING | 3 | 9-417-05 | 3 | R2/SW1/5/20 |  | WIRED SPARE |  |  |  | WIRED SPARE |  |  |  | WIRED SPARE | [7 empty] | WIRED SPARE |  |  |  | WIRED SPARE
4481781 | U MI CIT | LEVEL 9 | IDF 9-438C | 9-417 | COMMUNAL TEAMING | 4 | 9-417-07 | 3 | R2/SW1/5/21 | R2-C-36 | PHONE | Yellow |  |  | WIRED SPARE |  |  |  | SPARE
8363338 | U MI CIT | LEVEL 9 | IDF 9-438C | 9-417 | COMMUNAL TEAMING | 6 | 9-417-09 | 3 | R2/SW1/5/41 | R2-C-39 | PHONE | Yellow |  |  | WIRED SPARE |  |  |  | SPARE
5215969 | U MI CIT | LEVEL 9 | IDF 9-438C | 9-417 | COMMUNAL TEAMING | 1 | 9-417-01 | AV | R2/SW1/5/18 | R2-C-29 | AV ROOM EQUIPMENT |  |  |  | AV ROOM EQUIPMENT
5102420 | U MI CIT | LEVEL 9 | IDF 9-438C | 9-417 | COMMUNAL TEAMING | 7 | 9-417-01 | WAP | R2/SW1/5/42 | R1-E-07 | WAP | White |  |  | WAP SPARE
5216881 | U MI CIT | LEVEL 9 | IDF 9-334C | 9-336 | CONFERENCE ROOM | 4 | 9-336-07 | 3 | R3/SW1/8/26 | R3-F-32 | PHONE |  |  |  | WIRED SPARE |  |  |  | SPARE
4480092 | U MI CIT | LEVEL 9 | IDF 9-334C | 9-336 | CONFERENCE ROOM | 1 | 9-336-01 | AV | R3/SW1/8/29 | R2-F-26 | AV ROOM EQUIPMENT |  |  | R2-F-27 | AV ROOM EQUIPMENT
4480152 | U MI CIT | LEVEL 9 | IDF 9-334C | 9-336 | CONFERENCE ROOM | 2 | 9-336-03 | AV | R3/SW1/8/28 |  | WIRED SPARE |  |  |  | WIRED SPARE
7061482 | U MI CIT | LEVEL 9 | IDF 9-334C | 9-336 | CONFERENCE ROOM | 3 | 9-336-05 | AV | R3/SW1/8/27 | R2-F-30 | AV ROOM EQUIPMENT |  |  |  | AV ROOM EQUIPMENT
5216390 | U MI CIT | LEVEL 9 | IDF 9-334C | 9-102 | CONSULT (Compass Station) | 1 | 9-102-01 | AV | R3/SW1/7/40 |  | WORKSTATION |  |  |  | WIRED SPARE
4494724 | U MI CIT | LEVEL 9 | IDF 9-122C | 9-213 | CONSULT / DEBRIEF (Respite Room) | 1 | 9-213-01 | AV | R2/SW1/6/01 |  | AV ROOM EQUIPMENT |  |  |  | AV ROOM EQUIPMENT
4494688 | U MI CIT | LEVEL 9 | IDF 9-122C | 9-213 | CONSULT / DEBRIEF (Respite Room) | 2 | 9-213-03 | AV | R2/SW1/6/02 |  | WIRED SPARE |  |  |  | WIRED SPARE
7063935 | U MI CIT | LEVEL 9 | IDF 9-122C | 9-213 | CONSULT / DEBRIEF (Respite Room) | 3 | 9-213-05 | AV | R2/SW1/6/03 |  | WIRED SPARE |  |  |  | WIRED SPARE
5218165 | U MI CIT | LEVEL 9 | IDF 9-122C | 9-213 | CONSULT / DEBRIEF (Respite Room) | 4 | 9-213-07 | 3 | R2/SW1/6/04 |  | WIRED SPARE |  |  |  | WIRED SPARE |  |  |  | WIRED SPARE
5101625 | U MI CIT | LEVEL 9 | IDF 9-122C | 9-213A | CONSULT VESTIBULE | 1 | 9-213A-01 | WAP | R2/SW1/1/48 |  | WAP |  |  |  | WAP SPARE
8991568 | U MI CIT | LEVEL 9 | IDF 9-122C | 9-213A | CONSULT VESTIBULE | 12 | 9-213A-19 | BAS |  |  | BMS |  |  |  | BMS
5104474 | U MI CIT | LEVEL 9 | IDF 9-334C | 9-010Z | CORRIDOR | 1 | 9-010Z-01 | WAP |  |  | WAP |  |  |  | WAP SPARE
7064777 | U MI CIT | LEVEL 9 | IDF 9-334C | 9-100Z | CORRIDOR | 2 | 9-100Z-03 | AV |  |  | MEDICAL DIGITAL SIGN MONITORING |  |  |  | MEDICAL DIGITAL SIGN CORE PC
10855467 | U MI CIT | LEVEL 9 | IDF 9-334C | 9-100Z | CORRIDOR | 3 | 9-100Z-05 | AV |  |  | WIRED SPARE |  |  |  | WIRED SPARE
7197033 | U MI CIT | LEVEL 9 | IDF 9-122C | 9-100Z | CORRIDOR | 1 | 9-100Z-01 | EX |  |  | RFID EXCITER
7064746 | U MI CIT | LEVEL 9 | IDF 9-334C | 9-100Z | CORRIDOR | 4 | 9-100Z-07 | CAM |  |  | SECURITY - CAMERA
5104752 | U MI CIT | LEVEL 9 | IDF 9-122C | 9-100Z | CORRIDOR | 6 | 9-100Z-11 | WAP |  |  | WAP |  |  |  | WAP SPARE
5102181 | U MI CIT | LEVEL 9 | IDF 9-122C | 9-100Z | CORRIDOR | 8 | 9-100Z-15 | WAP |  |  | WAP |  |  |  | WAP SPARE
5218348 | U MI CIT | LEVEL 9 | IDF 9-122C | 9-100Z | CORRIDOR | 9 | 9-100Z-17 | CAM |  |  | SECURITY - CAMERA
8991390 | U MI CIT | LEVEL 9 | IDF 9-122C | 9-100Z | CORRIDOR | 10 | 9-100Z-19 | BAS |  |  | BMS |  |  |  | BMS
10855059 | U MI CIT | LEVEL 9 | IDF 9-122C | 9-120Z | CORRIDOR | 2 | 9-120Z-03 | EX |  |  | RFID EXCITER
10855005 | U MI CIT | LEVEL 9 | IDF 9-122C | 9-120Z | CORRIDOR | 4 | 9-120Z-07 | EX |  |  | RFID EXCITER
7065125 | U MI CIT | LEVEL 9 | IDF 9-334C | 9-130Z | CORRIDOR | 1 | 9-130Z-01 | IC |  |  | INTERCOM
5516336 | U MI CIT | LEVEL 9 | IDF 9-334C | 9-130Z | CORRIDOR | 2 | 9-130Z-03 | EX |  |  | RFID EXCITER
5103584 | U MI CIT | LEVEL 9 | IDF 9-334C | 9-130Z | CORRIDOR | 3 | 9-130Z-05 | WAP |  |  | WAP |  |  |  | WAP SPARE
8991445 | U MI CIT | LEVEL 9 | IDF 9-334C | 9-130Z | CORRIDOR | 4 | 9-130Z-07 | BAS |  |  | BMS |  |  |  | BMS
7064454 | U MI CIT | LEVEL 9 | IDF 9-122C | 9-200Z | CORRIDOR | 6 | 9-200Z-11 | AV |  |  | MEDICAL DIGITAL SIGN MONITORING |  |  |  | MEDICAL DIGITAL SIGN CORE PC
10856560 | U MI CIT | LEVEL 9 | IDF 9-122C | 9-200Z | CORRIDOR | 8 | 9-200Z-15 | AV |  |  | WIRED SPARE |  |  |  | WIRED SPARE
7064382 | U MI CIT | LEVEL 9 | IDF 9-122C | 9-200Z | CORRIDOR | 4 | 9-200Z-07 | CAM |  |  | SECURITY - CAMERA
5105190 | U MI CIT | LEVEL 9 | IDF 9-122C | 9-200Z | CORRIDOR | 5 | 9-200Z-09 | WAP |  |  | WAP |  |  |  | WAP SPARE
7064486 | U MI CIT | LEVEL 9 | IDF 9-122C | 9-200Z | CORRIDOR | 7 | 9-200Z-13 | CAM |  |  | SECURITY - CAMERA
7197350 | U MI CIT | LEVEL 9 | IDF 9-122C | 9-220Z | CORRIDOR | 1 | 9-220Z-01 | EX |  |  | RFID EXCITER
5216908 | U MI CIT | LEVEL 9 | IDF 9-334C | 9-310Z | CORRIDOR | 1 | 9-310Z-01 | AV | R2/SW1/1/33 |  | MEDICAL DIGITAL SIGN MONITORING |  |  |  | MEDICAL DIGITAL SIGN CORE PC
5216970 | U MI CIT | LEVEL 9 | IDF 9-334C | 9-310Z | CORRIDOR | 3 | 9-310Z-05 | AV |  |  | MEDICAL DIGITAL SIGN MONITORING |  |  |  | MEDICAL DIGITAL SIGN CORE PC
5217016 | U MI CIT | LEVEL 9 | IDF 9-334C | 9-310Z | CORRIDOR | 4 | 9-310Z-07 | AV |  |  | MEDICAL DIGITAL SIGN MONITORING |  |  |  | MEDICAL DIGITAL SIGN CORE PC
10854313 | U MI CIT | LEVEL 9 | IDF 9-334C | 9-310Z | CORRIDOR | 8 | 9-310Z-15 | AV |  |  | MEDICAL DIGITAL SIGN MONITORING |  |  |  | MEDICAL DIGITAL SIGN CORE PC
7064172 | U MI CIT | LEVEL 9 | IDF 9-334C | 9-310Z | CORRIDOR | 9 | 9-310Z-17 | AV |  |  | WIRED SPARE |  |  |  | WIRED SPARE
10857765 | U MI CIT | LEVEL 9 | IDF 9-334C | 9-310Z | CORRIDOR | 2 | 9-310Z-03 | 3 |  |  | WORKSTATION |  |  |  | WIRED SPARE |  |  |  | SPARE
7521624 | U MI CIT | LEVEL 9 | IDF 9-122C | 9-310Z | CORRIDOR | 11 | 9-310Z-21 | W |  |  | PHONE
8984106 | U MI CIT | LEVEL 9 | IDF 9-334C | 9-310Z | CORRIDOR | 5 | 9-310Z-09 | BAS |  |  | BMS |  |  |  | BMS
7064089 | U MI CIT | LEVEL 9 | IDF 9-334C | 9-310Z | CORRIDOR | 6 | 9-310Z-11 | CAM |  |  | SECURITY - CAMERA
5103655 | U MI CIT | LEVEL 9 | IDF 9-122C | 9-310Z | CORRIDOR | 7 | 9-310Z-13 | WAP |  |  | WAP |  |  |  | WAP SPARE
7197248 | U MI CIT | LEVEL 9 | IDF 9-122C | 9-310Z | CORRIDOR | 10 | 9-310Z-19 | EX |  |  | RFID EXCITER
7061370 | U MI CIT | LEVEL 9 | IDF 9-334C | 9-320Z | CORRIDOR | 6 | 9-320Z-11 | AV |  |  | MEDICAL DIGITAL SIGN MONITORING |  |  |  | MEDICAL DIGITAL SIGN CORE PC
10858397 | U MI CIT | LEVEL 9 | IDF 9-334C | 9-320Z | CORRIDOR | 9 | 9-320Z-17 | AV |  |  | WIRED SPARE |  |  |  | WIRED SPARE
7196621 | U MI CIT | LEVEL 9 | IDF 9-438C | 9-320Z | CORRIDOR | 5 | 9-320Z-09 | EX |  |  | RFID EXCITER
5103072 | U MI CIT | LEVEL 9 | IDF 9-334C | 9-320Z | CORRIDOR | 7 | 9-320Z-13 | WAP |  |  | WAP |  |  |  | WAP SPARE
8983863 | U MI CIT | LEVEL 9 | IDF 9-438C | 9-320Z | CORRIDOR | 8 | 9-320Z-15 | BAS |  |  | BMS |  |  |  | BMS
10858696 | U MI CIT | LEVEL 9 | IDF 9-334C | 9-320Z | CORRIDOR | 10 | 9-320Z-19 | CAM |  |  | SECURITY - CAMERA
7061957 | U MI CIT | LEVEL 9 | IDF 9-334C | 9-340Z | CORRIDOR | 1 | 9-340Z-01 | IC |  |  | INTERCOM
7521600 | U MI CIT | LEVEL 9 | IDF 9-334C | 9-340Z | CORRIDOR | 2 | 9-340Z-03 | W |  |  | PHONE
5103237 | U MI CIT | LEVEL 9 | IDF 9-334C | 9-340Z | CORRIDOR | 3 | 9-340Z-05 | WAP |  |  | WAP |  |  |  | WAP SPARE
7061217 | U MI CIT | LEVEL 9 | IDF 9-438C | 9-410Z | CORRIDOR | 5 | 9-410Z-09 | CAM |  |  | SECURITY - CAMERA
7061255 | U MI CIT | LEVEL 9 | IDF 9-438C | 9-410Z | CORRIDOR | 6 | 9-410Z-11 | AV |  |  | MEDICAL DIGITAL SIGN MONITORING |  |  |  | MEDICAL DIGITAL SIGN CORE PC
5102774 | U MI CIT | LEVEL 9 | IDF 9-438C | 9-410Z | CORRIDOR | 7 | 9-410Z-13 | WAP |  |  | WAP |  |  |  | WAP SPARE
7061100 | U MI CIT | LEVEL 9 | IDF 9-438C | 9-410Z | CORRIDOR | 8 | 9-410Z-15 | CAM |  |  | SECURITY - CAMERA
5101150 | U MI CIT | LEVEL 9 | IDF 9-438C | 9-410Z | CORRIDOR | 9 | 9-410Z-17 | WAP |  |  | WAP |  |  |  | WAP SPARE
8983548 | U MI CIT | LEVEL 9 | IDF 9-438C | 9-410Z | CORRIDOR | 10 | 9-410Z-19 | BAS |  |  | BMS |  |  |  | BMS
5212795 | U MI CIT | LEVEL 9 | IDF 9-438C | 9-410Z | CORRIDOR | 11 | 9-410Z-21 | CAM |  |  | SECURITY - CAMERA
10859057 | U MI CIT | LEVEL 9 | IDF 9-438C | 9-410Z | CORRIDOR | 12 | 9-410Z-23 | AV |  |  | WIRED SPARE |  |  |  | WIRED SPARE
5516091 | U MI CIT | LEVEL 9 | IDF 9-334C | 9-420Z | CORRIDOR | 1 | 9-420Z-01 | EX |  |  | RFID EXCITER
5216084 | U MI CIT | LEVEL 9 | IDF 9-334C | 9-420Z | CORRIDOR | 2 | 9-420Z-03 | CAM |  |  | SECURITY - CAMERA
7196761 | U MI CIT | LEVEL 9 | IDF 9-438C | 9-420Z | CORRIDOR | 3 | 9-420Z-05 | EX |  |  | RFID EXCITER
8527457 | U MI CIT | LEVEL 9 | IDF 9-334C | 9-420Z | CORRIDOR | 4 | 9-420Z-07 | WAP |  |  | WAP |  |  |  | WAP SPARE
10859449 | U MI CIT | LEVEL 9 | IDF 9-334C | 9-420Z | CORRIDOR | 5 | 9-420Z-09 | EX |  |  | RFID EXCITER
7062789 | U MI CIT | LEVEL 9 | IDF 9-334C | 9-510Z | CORRIDOR | 11 | 9-510Z-21 | AV |  |  | MEDICAL DIGITAL SIGN MONITORING |  |  |  | MEDICAL DIGITAL SIGN CORE PC
10860209 | U MI CIT | LEVEL 9 | IDF 9-334C | 9-510Z | CORRIDOR | 15 | 9-510Z-29 | AV |  |  | WIRED SPARE |  |  |  | WIRED SPARE
7062349 | U MI CIT | LEVEL 9 | IDF 9-334C | 9-510Z | CORRIDOR | 1 | 9-510Z-01 | IC | R2/SW1/1/3 |  | INTERCOM
7063127 | U MI CIT | LEVEL 9 | IDF 9-438C | 9-510Z | CORRIDOR | 7 | 9-510Z-13 | CAM |  |  | SECURITY - CAMERA
5102459 | U MI CIT | LEVEL 9 | IDF 9-438C | 9-510Z | CORRIDOR | 8 | 9-510Z-15 | WAP |  |  | WAP |  |  |  | WAP SPARE
7196880 | U MI CIT | LEVEL 9 | IDF 9-438C | 9-510Z | CORRIDOR | 9 | 9-510Z-17 | EX |  |  | RFID EXCITER
8983435 | U MI CIT | LEVEL 9 | IDF 9-438C | 9-510Z | CORRIDOR | 10 | 9-510Z-19 | BAS |  |  | BMS |  |  |  | BMS
7062739 | U MI CIT | LEVEL 9 | IDF 9-438C | 9-510Z | CORRIDOR | 12 | 9-510Z-23 | CAM |  |  | SECURITY - CAMERA
7521562 | U MI CIT | LEVEL 9 | IDF 9-438C | 9-510Z | CORRIDOR | 13 | 9-510Z-25 | W |  |  | PHONE
5104459 | U MI CIT | LEVEL 9 | IDF 9-334C | 9-510Z | CORRIDOR | 14 | 9-510Z-27 | WAP |  |  | WAP |  |  |  | WAP SPARE
5216036 | U MI CIT | LEVEL 9 | IDF 9-334C | 9-520Z | CORRIDOR | 1 | 9-520Z-01 | CAM |  |  | SECURITY - CAMERA
7596586 | U MI CIT | LEVEL 9 | IDF 9-122C | 9-236E | ELECTRICAL ROOM | 1 | 9-236E-01 | BAS | R3/SW1/7/40 |  | BMS |  |  |  | BMS
10856366 | U MI CIT | LEVEL 9 | IDF 9-122C | 9-236E | ELECTRICAL ROOM | 2 | 9-236E-03 | EX |  |  | RFID EXCITER
9102153 | U MI CIT | LEVEL 9 | IDF 9-122C | 9-236E | ELECTRICAL ROOM | 3 | 9-236E-05 | BAS |  |  | BMS |  |  |  | BMS
9102197 | U MI CIT | LEVEL 9 | IDF 9-122C | 9-236E | ELECTRICAL ROOM | 4 | 9-236E-07 | BAS |  |  | BMS |  |  |  | BMS
9102225 | U MI CIT | LEVEL 9 | IDF 9-122C | 9-236E | ELECTRICAL ROOM | 5 | 9-236E-09 | BAS |  |  | BMS |  |  |  | BMS
9102253 | U MI CIT | LEVEL 9 | IDF 9-122C | 9-236E | ELECTRICAL ROOM | 6 | 9-236E-11 | BAS |  |  | BMS |  |  |  | BMS
9102281 | U MI CIT | LEVEL 9 | IDF 9-122C | 9-236E | ELECTRICAL ROOM | 7 | 9-236E-13 | BAS |  |  | BMS |  |  |  | BMS
9101951 | U MI CIT | LEVEL 9 | IDF 9-438C | 9-432E | ELECTRICAL ROOM | 1 |  | BAS |  |  | BMS |  |  |  | BMS
9101937 | U MI CIT | LEVEL 9 | IDF 9-438C | 9-432E | ELECTRICAL ROOM | 2 |  | BAS |  |  | BMS |  |  |  | BMS
9101923 | U MI CIT | LEVEL 9 | IDF 9-438C | 9-432E | ELECTRICAL ROOM | 3 |  | BAS |  |  | BMS |  |  |  | BMS
9101895 | U MI CIT | LEVEL 9 | IDF 9-438C | 9-432E | ELECTRICAL ROOM | 4 |  | BAS |  |  | BMS |  |  |  | BMS
9101909 | U MI CIT | LEVEL 9 | IDF 9-438C | 9-432E | ELECTRICAL ROOM | 5 |  | BAS |  |  | BMS |  |  |  | BMS
7596574 | U MI CIT | LEVEL 9 | IDF 9-438C | 9-432E | ELECTRICAL ROOM | 6 |  | BAS |  |  | BMS |  |  |  | BMS
4487049 | U MI CIT | LEVEL 9 | IDF 9-122C | 9-204 | EQUIPMENT STORAGE | 1 |  | 3 |  |  | WIRED SPARE |  |  |  | WIRED SPARE |  |  |  | WIRED SPARE
7197099 | U MI CIT | LEVEL 9 | IDF 9-122C | 9-204 | EQUIPMENT STORAGE | 2 |  | EX |  |  | RFID EXCITER
4492148 | U MI CIT | LEVEL 9 | IDF 9-122C | 9-314 | EQUIPMENT STORAGE | 1 |  | 3 |  |  | WIRED SPARE |  |  |  | WIRED SPARE |  |  |  | WIRED SPARE
7197298 | U MI CIT | LEVEL 9 | IDF 9-122C | 9-314 | EQUIPMENT STORAGE | 2 |  | EX |  |  | RFID EXCITER
7467261 | U MI CIT | LEVEL 9 | IDF 9-438C | 9-354 | EQUIPMENT STORAGE | 1 |  | 3 |  |  | WIRED SPARE |  |  |  | WIRED SPARE |  |  |  | WIRED SPARE
7196697 | U MI CIT | LEVEL 9 | IDF 9-438C | 9-354 | EQUIPMENT STORAGE | 3 |  | EX |  |  | RFID EXCITER
7467386 | U MI CIT | LEVEL 9 | IDF 9-438C | 9-412 | EQUIPMENT STORAGE | 1 |  | 3 |  |  | WIRED SPARE |  |  |  | WIRED SPARE |  |  |  | WIRED SPARE
7196822 | U MI CIT | LEVEL 9 | IDF 9-438C | 9-412 | EQUIPMENT STORAGE | 3 |  | EX |  |  | RFID EXCITER
5102336 | U MI CIT | LEVEL 9 | IDF 9-334C | 9-011 | FAMILY LOUNGE | 1 |  | WAP |  |  | WAP |  |  |  | WAP SPARE
7062408 | U MI CIT | LEVEL 9 | IDF 9-334C | 9-011 | FAMILY LOUNGE | 2 |  | IC |  |  | INTERCOM
5216594 | U MI CIT | LEVEL 9 | IDF 9-334C | 9-011 | FAMILY LOUNGE | 3 |  | CAM |  |  | SECURITY - CAMERA
5909494 | U MI CIT | LEVEL 9 | IDF 9-334C | 9-500Z | FIRE SERV/ PAT. ELEV LOBBY | 1 |  | AV |  |  | FW DIGITAL SIGN MONITORING |  |  |  | FW DIGITAL SIGN CORE PC
5216200 | U MI CIT | LEVEL 9 | IDF 9-334C | 9-500Z | FIRE SERV/ PAT. ELEV LOBBY | 2 |  | CAM |  |  | SECURITY - CAMERA
7065371 | U MI CIT | LEVEL 9 | IDF 9-334C | 9-122C | IDF | 2 |  | CAM |  |  | SECURITY - CAMERA
8898071 | U MI CIT | LEVEL 9 | IDF 9-334C | 9-122C | IDF | 3 |  | NP |  |  | NURSE CALL-PANEL |  |  |  | NURSE CALL-PANEL
8898027 | U MI CIT | LEVEL 9 | IDF 9-334C | 9-122C | IDF | 4 |  | SP |  |  | SECURITY - PANEL |  |  |  | SECURITY - PANEL |  |  |  | SECURITY - PANEL | [11 empty] | SECURITY - PANEL
7030437 | U MI CIT | LEVEL 9 | IDF 9-334C | 9-122C | IDF | 5 |  | BAS |  |  | BMS |  |  |  | BMS
7030254 | U MI CIT | LEVEL 9 | IDF 9-334C | 9-334C | IDF | 2 |  | BAS |  |  | BMS |  |  |  | BMS
7063580 | U MI CIT | LEVEL 9 | IDF 9-334C | 9-334C | IDF | 1 |  | CAM |  |  | SECURITY - CAMERA
8897735 | U MI CIT | LEVEL 9 | IDF 9-334C | 9-334C | IDF | 4 |  | NP |  |  | NURSE CALL-PANEL |  |  |  | NURSE CALL-PANEL
8897675 | U MI CIT | LEVEL 9 | IDF 9-334C | 9-334C | IDF | 3 |  | SP |  |  | SECURITY - PANEL |  |  |  | SECURITY - PANEL |  |  |  | SECURITY - PANEL | [11 empty] | SECURITY - PANEL
7063437 | U MI CIT | LEVEL 9 | IDF 9-438C | 9-438C | IDF | 1 |  | CAM |  |  | SECURITY - CAMERA
8897917 | U MI CIT | LEVEL 9 | IDF 9-438C | 9-438C | IDF | 2 |  | NP |  |  | NURSE CALL-PANEL |  |  |  | NURSE CALL-PANEL
8897875 | U MI CIT | LEVEL 9 | IDF 9-438C | 9-438C | IDF | 3 |  | SP |  |  | SECURITY - PANEL |  |  |  | SECURITY - PANEL |  |  |  | SECURITY - PANEL | [11 empty] | SECURITY - PANEL
7030622 | U MI CIT | LEVEL 9 | IDF 9-438C | 9-438C | IDF | 4 |  | BAS |  |  | BMS |  |  |  | BMS
4486561 | U MI CIT | LEVEL 9 | IDF 9-334C | 9-114 | IMAGING WORKROOM | 1 | 9-114-01 | 3 |  | R2-H-01 | WORKSTATION |  |  |  | WIRED SPARE |  |  |  | SPARE
4486533 | U MI CIT | LEVEL 9 | IDF 9-334C | 9-114 | IMAGING WORKROOM | 2 | 9-114-03 | 3 |  | R2-A-04 | PHONE/WORKSTATION |  |  |  | WIRED SPARE |  |  |  | SPARE
4486476 | U MI CIT | LEVEL 9 | IDF 9-334C | 9-114 | IMAGING WORKROOM | 3 | 9-114-05 | 3 |  | R2-B-07 | WORKSTATION |  |  |  | WIRED SPARE |  |  |  | SPARE
4486589 | U MI CIT | LEVEL 9 | IDF 9-334C | 9-114 | IMAGING WORKROOM | 4 | 9-114-07 | 3 |  | R2-B-10 | WIRED SPARE |  |  |  | WIRED SPARE |  |  |  | WIRED SPARE
5104593 | U MI CIT | LEVEL 9 | IDF 9-334C | 9-138 | LOGISTICS/ DISPOSAL HOLD | 1 |  | WAP |  |  | WAP |  |  |  | WAP SPARE
5217393 | U MI CIT | LEVEL 9 | IDF 9-334C | 9-138 | LOGISTICS/ DISPOSAL HOLD | 2 |  | CAM |  |  | SECURITY - CAMERA
8991515 | U MI CIT | LEVEL 9 | IDF 9-334C | 9-138 | LOGISTICS/ DISPOSAL HOLD | 3 |  | BAS |  |  | BMS |  |  |  | BMS
4493947 | U MI CIT | LEVEL 9 | IDF 9-122C | 9-214D | MD HOTEL OFFICE | 1 | 9-214D-01 | 3 |  | R2-H-25 | PHONE/WORKSTATION |  |  |  | WIRED SPARE |  |  |  | SPARE
7064518 | U MI CIT | LEVEL 9 | IDF 9-122C | 9-222 | MED GAS | 1 |  | CAM |  |  | SECURITY - CAMERA
4486436 | U MI CIT | LEVEL 9 | IDF 9-334C | 9-108 | MEDICATION | 1 | 9-108-01 | 3 |  | R2-A33 | MEDICAL EQUIPMENT-FIXED |  |  | R2-A-34 | PHONE/WORKSTATION |  |  |  | SPARE
10991875 | U MI CIT | LEVEL 9 | IDF 9-334C | 9-108 | MEDICATION | 2 | 9-108-05 | 3 |  | R2-A-41 | MEDICAL EQUIPMENT-FIXED |  |  |  | WIRED SPARE |  |  |  | SPARE
10992014 | U MI CIT | LEVEL 9 | IDF 9-334C | 9-108 | MEDICATION | 3 | 9-108-07 | 3 |  | R2-A-44 | MEDICAL EQUIPMENT-FIXED |  |  |  | WIRED SPARE |  |  |  | SPARE
11262861 | U MI CIT | LEVEL 9 | IDF 9-334C | 9-108 | MEDICATION | 3 | 9-108-05 | 3 |  |  | MEDICAL EQUIPMENT-FIXED |  |  | R2-A-42 | PHONE/WORKSTATION |  |  |  | SPARE
5217408 | U MI CIT | LEVEL 9 | IDF 9-334C | 9-108 | MEDICATION | 5 | 9-108-01 | CAM |  | R1-D-03 | SECURITY - CAMERA
10993366 | U MI CIT | LEVEL 9 | IDF 9-122C | 9-308 | MEDICATION | 2 | 9-308-01 | 3 |  | R3-A-29 | PHONE/WORKSTATION |  |  |  | WIRED SPARE |  |  |  | SPARE
4492218 | U MI CIT | LEVEL 9 | IDF 9-122C | 9-308 | MEDICATION | 4 | 9-308-05 | 3 |  |  | MEDICAL EQUIPMENT-FIXED |  |  | R3-A-36 | PHONE/WORKSTATION |  |  |  | SPARE
10854552 | U MI CIT | LEVEL 9 | IDF 9-122C | 9-308 | MEDICATION | 5 |  | 3 |  |  | MEDICAL EQUIPMENT-FIXED |  |  |  | WIRED SPARE |  |  |  | SPARE
5218102 | U MI CIT | LEVEL 9 | IDF 9-122C | 9-308 | MEDICATION | 6 |  | CAM |  |  | SECURITY - CAMERA
5103875 | U MI CIT | LEVEL 9 | IDF 9-122C | 9-308 | MEDICATION | 7 | 9-308-01 | WAP |  | R1-H-29 | WAP |  |  |  | WAP SPARE
5218134 | U MI CIT | LEVEL 9 | IDF 9-122C | 9-308 | MEDICATION | 8 | 9-308-01 | CAM |  | R1-D-02 | SECURITY - CAMERA
4478565 | U MI CIT | LEVEL 9 | IDF 9-438C | 9-358 | MEDICATION | 1 |  | 3 |  |  | WORKSTATION |  |  |  | WIRED SPARE |  |  |  | SPARE
4477218 | U MI CIT | LEVEL 9 | IDF 9-438C | 9-358 | MEDICATION | 2 |  | 3 |  |  | MEDICAL EQUIPMENT-FIXED |  |  |  | WORKSTATION |  |  |  | SPARE
10858911 | U MI CIT | LEVEL 9 | IDF 9-438C | 9-358 | MEDICATION | 3 |  | 3 |  |  | MEDICAL EQUIPMENT-FIXED |  |  |  | WIRED SPARE |  |  |  | SPARE
5215491 | U MI CIT | LEVEL 9 | IDF 9-438C | 9-358 | MEDICATION | 4 |  | CAM |  |  | SECURITY - CAMERA
5102947 | U MI CIT | LEVEL 9 | IDF 9-438C | 9-358 | MEDICATION | 5 |  | WAP |  |  | WAP |  |  |  | WAP SPARE
4481021 | U MI CIT | LEVEL 9 | IDF 9-438C | 9-414 | MEDICATION | 1 | 9-414-01 | 3 |  | R3-B-06 | MEDICAL EQUIPMENT-FIXED |  |  |  | PHONE/WORKSTATION |  |  |  | SPARE
4480945 | U MI CIT | LEVEL 9 | IDF 9-438C | 9-414 | MEDICATION | 2 | 9-414-03 | 3 |  | R3-B-08 | MEDICAL EQUIPMENT-FIXED |  |  |  | WIRED SPARE |  |  |  | SPARE
4480863 | U MI CIT | LEVEL 9 | IDF 9-438C | 9-414 | MEDICATION | 3 | 9-414-05 | 3 |  | R3-B-12 | MEDICAL EQUIPMENT-FIXED |  |  |  | PHONE/WORKSTATION |  |  |  | SPARE
5215803 | U MI CIT | LEVEL 9 | IDF 9-438C | 9-414 | MEDICATION | 4 | 9-414-01 | CAM |  | R1-D-02 | SECURITY - CAMERA
6628141 | U MI CIT | LEVEL 9 | IDF 9-122C | 9-312 | NOURISHMENT | 1 |  | 1 |  |  | WIRED SPARE
4478585 | U MI CIT | LEVEL 9 | IDF 9-438C | 9-356 | NOURISHMENT | 1 |  | 1 |  |  | WIRED SPARE
4486089 | U MI CIT | LEVEL 9 | IDF 9-334C | 9-106 | NURSES STATION | 1 | 9-106-03 | AV |  | R2-A-07 | MEDICAL DIGITAL SIGN MONITORING |  |  | R2-A-08 | MEDICAL DIGITAL SIGN CORE PC
4485508 | U MI CIT | LEVEL 9 | IDF 9-334C | 9-106 | NURSES STATION | 2 | 9-106-07 | 3 |  | R2-A-07 | PHONE/WORKSTATION |  |  | R2-A-08 | ANLG-RED PHONE |  |  | R2-A-09 | PRINTER
10855864 | U MI CIT | LEVEL 9 | IDF 9-334C | 9-106 | NURSES STATION | 3 | 9-106-05 | 3 |  | R2-A-04 | MEDICAL EQUIPMENT-FIXED |  |  | R2-A-05 | WIRED SPARE |  |  |  | SPARE
7064864 | U MI CIT | LEVEL 9 | IDF 9-334C | 9-106 | NURSES STATION | 4 | 9-106-11 | AV1 |  | R2-A-12 | WIRED SPARE
6625924 | U MI CIT | LEVEL 9 | IDF 9-334C | 9-106 | NURSES STATION | 5 | 9-106-01 | 3 |  | R2-A-09 | PHONE/WORKSTATION |  |  | R2-A-10 | LABEL PRINTER |  |  | R2-A-11 | LABEL PRINTER
4485638 | U MI CIT | LEVEL 9 | IDF 9-334C | 9-106 | NURSES STATION | 6 |  | 3 |  |  | WIRED SPARE |  |  |  | WIRED SPARE |  |  |  | WIRED SPARE
4485618 | U MI CIT | LEVEL 9 | IDF 9-334C | 9-106 | NURSES STATION | 7 | 9-106-21 | 3 |  | R2-A-26 | WORKSTATION |  |  | R2-A-27 | WIRED SPARE |  |  |  | SPARE
7064932 | U MI CIT | LEVEL 9 | IDF 9-334C | 9-106 | NURSES STATION | 8 |  | 0 |  |  | FUTURE
4485578 | U MI CIT | LEVEL 9 | IDF 9-334C | 9-106 | NURSES STATION | 9 | 9-106-19 | 3 |  | R2-A-23 | PHONE/WORKSTATION |  |  | R2-A-24 | WIRED SPARE |  |  | R2-A-25 | SPARE
10855345 | U MI CIT | LEVEL 9 | IDF 9-334C | 9-106 | NURSES STATION | 10 | 9-106-17 | 3 |  | R2-A-20 | WORKSTATION |  |  | R2-A-21 | WIRED SPARE |  |  | R2-A-22 | SPARE
4485558 | U MI CIT | LEVEL 9 | IDF 9-334C | 9-106 | NURSES STATION | 11 | 9-105-15 | PM |  | R2-A-16 | PHYSIO MONITOR |  |  | R2-A-17 | PHYSIO MONITOR |  |  | R2-A-18 | SPARE | [11 empty] | CAPSULE
7563572 | U MI CIT | LEVEL 9 | IDF 9-334C | 9-106 | NURSES STATION | 12 | 9-106-13 | BAS |  | R2-A-13 | BMS |  |  | R2-A-14 | BMS |  |  | R2-A-15
4492590 | U MI CIT | LEVEL 9 | IDF 9-122C | 9-212 | NURSES STATION | 3 | 9-212-01 | 3 |  | R2-H-37 | PHONE/WORKSTATION |  |  | R2-H-38 | WIRED SPARE |  |  | R2-H-39 | SPARE
4493202 | U MI CIT | LEVEL 9 | IDF 9-122C | 9-212 | NURSES STATION | 4 | 9-212-03 | 3 |  | R2-H-40 | WORKSTATION |  |  | R2-H-41 | WIRED SPARE |  |  | R2-H-42 | SPARE
4492620 | U MI CIT | LEVEL 9 | IDF 9-122C | 9-212 | NURSES STATION | 5 | 9-212-05 | 3 |  | R2-H-43 | WORKSTATION |  |  | R2-H-44 | WIRED SPARE |  |  | R2-H-45 | SPARE
4492674 | U MI CIT | LEVEL 9 | IDF 9-122C | 9-212 | NURSES STATION | 6 | 9-212-07 | 3 |  | R2-H-46 | PHONE/WORKSTATION |  |  | R2-H-47 | WIRED SPARE |  |  | R2-H-49 | SPARE
10854692 | U MI CIT | LEVEL 9 | IDF 9-122C | 9-302 | NURSES STATION | 2 | 9-302-07 | AV |  | R3-H-02 | MEDICAL DIGITAL SIGN MONITORING |  |  | R3-H-03 | MEDICAL DIGITAL SIGN CORE PC
4492419 | U MI CIT | LEVEL 9 | IDF 9-122C | 9-302 | NURSES STATION | 1 | 9-302-01 | 3 |  | R3-A-41 | PHONE/WORKSTATION |  |  | R3-A-42 | ANLG-RED PHONE |  |  | R3-H-43 | SPARE
4492453 | U MI CIT | LEVEL 9 | IDF 9-122C | 9-302 | NURSES STATION | 3 | 9-302-03 | 3 |  | R3-A-44 | WORKSTATION |  |  | R3-A-45 | PRINTER |  |  | R3-A-46 | SPARE
7064296 | U MI CIT | LEVEL 9 | IDF 9-122C | 9-302 | NURSES STATION | 4 |  | 0 |  |  | FUTURE
4492473 | U MI CIT | LEVEL 9 | IDF 9-122C | 9-302 | NURSES STATION | 5 | 9-302-05 | 3 |  | R3-A-47 | PHONE/WORKSTATION |  |  | R3-A-48 | LABEL PRINTER |  |  | R3-B-01 | SPARE
4491901 | U MI CIT | LEVEL 9 | IDF 9-334C | 9-328 | NURSES STATION | 5 | 9-328-11 | AV |  | R2-B-32 | MEDICAL DIGITAL SIGN MONITORING |  |  | R2-B-33 | MEDICAL DIGITAL SIGN CORE PC
4489446 | U MI CIT | LEVEL 9 | IDF 9-334C | 9-328 | NURSES STATION | 1 | 9-328-03 | PM |  | R2-B-19 | PHYSIO MONITOR |  |  | R2-B-20 | PHYSIO MONITOR |  |  |  | SPARE | [11 empty] | CAPSULE
4491699 | U MI CIT | LEVEL 9 | IDF 9-334C | 9-328 | NURSES STATION | 2 | 9-328-01 | 3 |  | R2-B-16 | PHONE/WORKSTATION |  |  |  | WIRED SPARE |  |  |  | SPARE
10854868 | U MI CIT | LEVEL 9 | IDF 9-334C | 9-328 | NURSES STATION | 3 | 9-328-05 | 3 |  | R2-B-23 | WORKSTATION |  |  |  | WIRED SPARE |  |  |  | SPARE
4491790 | U MI CIT | LEVEL 9 | IDF 9-334C | 9-328 | NURSES STATION | 4 | 9-328-09 | 3 |  | R2-H-29 | WORKSTATION |  |  |  | WIRED SPARE |  |  |  | SPARE
8363477 | U MI CIT | LEVEL 9 | IDF 9-334C | 9-328 | NURSES STATION | 6 | 9-328-07 | 3 |  | R2-B-26 | PHONE/WORKSTATION |  |  |  | WIRED SPARE |  |  |  | SPARE
4492696 | U MI CIT | LEVEL 9 | IDF 9-122C | 9-334 | NURSES STATION | 1 | 9-334-09 | 3 |  | R2-H-12 | PHONE/WORKSTATION |  |  |  | WIRED SPARE |  |  |  | SPARE
4493094 | U MI CIT | LEVEL 9 | IDF 9-122C | 9-334 | NURSES STATION | 2 | 9-334-05 | 3 |  | R2-H-06 | WORKSTATION |  |  |  | WIRED SPARE |  |  |  | SPARE
4492752 | U MI CIT | LEVEL 9 | IDF 9-122C | 9-334 | NURSES STATION | 3 | 9-334-07 | 3 |  | R2-H-09 | WORKSTATION |  |  |  | WIRED SPARE |  |  |  | SPARE
4492893 | U MI CIT | LEVEL 9 | IDF 9-122C | 9-334 | NURSES STATION | 4 | 9-334-03 | 3 |  | R2-H-03 | PHONE/WORKSTATION |  |  |  | WIRED SPARE |  |  |  | SPARE
4492951 | U MI CIT | LEVEL 9 | IDF 9-122C | 9-334 | NURSES STATION | 6 | 9-334-01 | 3 |  | R2-G-48 | PHONE/WORKSTATION |  |  | R2-H-01 | LABEL PRINTER |  |  |  | SPARE
5104920 | U MI CIT | LEVEL 9 | IDF 9-122C | 9-334 | NURSES STATION | 9 | 9-334-05 | WAP |  | R2-H-23 | WAP |  |  |  | WAP SPARE
4479645 | U MI CIT | LEVEL 9 | IDF 9-334C | 9-338 | NURSES STATION | 1 |  | 3 |  |  | PHONE/WORKSTATION |  |  |  | WIRED SPARE |  |  |  | SPARE
4479789 | U MI CIT | LEVEL 9 | IDF 9-334C | 9-338 | NURSES STATION | 2 |  | 3 |  |  | WORKSTATION |  |  |  | WIRED SPARE |  |  |  | SPARE
4479693 | U MI CIT | LEVEL 9 | IDF 9-334C | 9-338 | NURSES STATION | 4 |  | 3 |  |  | WORKSTATION |  |  |  | WIRED SPARE |  |  |  | SPARE
4479958 | U MI CIT | LEVEL 9 | IDF 9-334C | 9-338 | NURSES STATION | 5 |  | AV |  |  | MEDICAL DIGITAL SIGN MONITORING |  |  |  | MEDICAL DIGITAL SIGN CORE PC
8361794 | U MI CIT | LEVEL 9 | IDF 9-334C | 9-338 | NURSES STATION | 3 |  | PM |  |  | PHYSIO MONITOR |  |  |  | PHYSIO MONITOR |  |  |  | SPARE | [11 empty] | CAPSULE
4477621 | U MI CIT | LEVEL 9 | IDF 9-438C | 9-364 | NURSES STATION | 1 | 9-364-01 | 3 |  | R3-A-06 | PHONE/WORKSTATION |  |  | R3-A-07 | LABEL PRINTER |  |  |  | SPARE
10859161 | U MI CIT | LEVEL 9 | IDF 9-438C | 9-364 | NURSES STATION | 2 | 9-364-05 | AV1 |  | R3-A-16 | MEDICAL DIGITAL SIGN MONITORING
4477571 | U MI CIT | LEVEL 9 | IDF 9-438C | 9-364 | NURSES STATION | 3 | 9-364-05 | 3 |  | R3-A-13 | WORKSTATION |  |  | R3-A-14 | ANLG-RED PHONE |  |  |  | SPARE
7061145 | U MI CIT | LEVEL 9 | IDF 9-438C | 9-364 | NURSES STATION | 4 | 9-364-03 | PM |  | R3-A-09 | PHYSIO MONITOR |  |  | R3-A-10 | PHYSIO MONITOR |  |  |  | SPARE | [11 empty] | CAPSULE
4477435 | U MI CIT | LEVEL 9 | IDF 9-438C | 9-364 | NURSES STATION | 5 | 9-364-07 | 3 |  | R3-A-17 | WORKSTATION |  |  |  | PRINTER |  |  |  | SPARE
4477017 | U MI CIT | LEVEL 9 | IDF 9-438C | 9-402 | NURSES STATION | 10 | 9-402-01 | AV |  | R3-A-24 | MEDICAL DIGITAL SIGN MONITORING |  |  | R3-A-25 | MEDICAL DIGITAL SIGN CORE PC
4477937 | U MI CIT | LEVEL 9 | IDF 9-438C | 9-402 | NURSES STATION | 1 | 9-402-09 | 3 |  | R3-C-40 | WORKSTATION |  |  |  | WIRED SPARE |  |  |  | SPARE
4477901 | U MI CIT | LEVEL 9 | IDF 9-438C | 9-402 | NURSES STATION | 2 | 9-402-03? | 3 |  | R3-A-29 | PHONE/WORKSTATION |  |  | R3-A-30 | LABEL PRINTER |  |  |  | SPARE
10859993 | U MI CIT | LEVEL 9 | IDF 9-438C | 9-402 | NURSES STATION | 3 | 9-402-05? | 3 |  | R3-C-35 | WORKSTATION |  |  |  | WIRED SPARE |  |  |  | SPARE
4477881 | U MI CIT | LEVEL 9 | IDF 9-438C | 9-402 | NURSES STATION | 4 | 9-402-03? | 3 |  | R3-C-31 | WORKSTATION |  |  |  | WIRED SPARE |  |  |  | SPARE
4477813 | U MI CIT | LEVEL 9 | IDF 9-438C | 9-402 | NURSES STATION | 5 | 9-402-09 | 3 |  | R3-A-36 | PHONE/WORKSTATION |  |  |  | WIRED SPARE |  |  |  | SPARE
4477769 | U MI CIT | LEVEL 9 | IDF 9-438C | 9-402 | NURSES STATION | 6 | 9-402-01 | 3 |  | R3-C-28 | PHONE/WORKSTATION |  |  |  | WIRED SPARE |  |  |  | SPARE
4477733 | U MI CIT | LEVEL 9 | IDF 9-438C | 9-402 | NURSES STATION | 7 | 9-402-05? | 3 |  | R3-A-29/28? | WORKSTATION |  |  |  | WIRED SPARE |  |  |  | SPARE
4477687 | U MI CIT | LEVEL 9 | IDF 9-438C | 9-402 | NURSES STATION | 8 | 9-402-07 | 3 |  | R3-C-37 | PHONE/WORKSTATION |  |  |  | WIRED SPARE |  |  |  | SPARE
8361960 | U MI CIT | LEVEL 9 | IDF 9-438C | 9-402 | NURSES STATION | 9 | 9-402-03? | PM |  | R3-A-29 | PHYSIO MONITOR |  |  |  | PHYSIO MONITOR |  |  |  | SPARE | [11 empty] | CAPSULE
4484578 | U MI CIT | LEVEL 9 | IDF 9-334C | 9-512 | NURSES STATION | 6 |  | AV |  |  | MEDICAL DIGITAL SIGN MONITORING |  |  |  | MEDICAL DIGITAL SIGN CORE PC
4478125 | U MI CIT | LEVEL 9 | IDF 9-334C | 9-512 | NURSES STATION | 1 | 9-512-01 | 3 |  | R3-H-31 | PHONE/WORKSTATION |  |  |  | WIRED SPARE |  |  |  | SPARE
7062638 | U MI CIT | LEVEL 9 | IDF 9-334C | 9-512 | NURSES STATION | 2 |  | 0 |  |  | FUTURE
4478089 | U MI CIT | LEVEL 9 | IDF 9-334C | 9-512 | NURSES STATION | 3 |  | 3 |  |  | WORKSTATION |  |  |  | WIRED SPARE |  |  |  | SPARE
4478049 | U MI CIT | LEVEL 9 | IDF 9-334C | 9-512 | NURSES STATION | 4 | 9-512-07 | 3 |  | R2-H-14 | PHONE/WORKSTATION |  |  |  | WIRED SPARE |  |  |  | SPARE
4477983 | U MI CIT | LEVEL 9 | IDF 9-334C | 9-512 | NURSES STATION | 5 |  | 3 |  |  | WORKSTATION |  |  |  | WIRED SPARE |  |  |  | SPARE
8362878 | U MI CIT | LEVEL 9 | IDF 9-334C | 9-512 | NURSES STATION | 7 |  | 3 |  |  | MEDICAL DIGITAL SIGN MONITORING |  |  |  | MEDICAL DIGITAL SIGN CORE PC |  |  |  | SPARE
5104280 | U MI CIT | LEVEL 9 | IDF 9-334C | 9-512 | NURSES STATION | 8 |  | WAP |  |  | WAP |  |  |  | WAP SPARE
4478293 | U MI CIT | LEVEL 9 | IDF 9-334C | 9-516 | NURSES STATION | 1 |  | 3 |  |  | PHONE/WORKSTATION |  |  |  | PRINTER |  |  |  | LABEL PRINTER
4478247 | U MI CIT | LEVEL 9 | IDF 9-334C | 9-516 | NURSES STATION | 3 |  | 3 |  |  | WORKSTATION |  |  |  | LABEL PRINTER |  |  |  | SPARE
4478185 | U MI CIT | LEVEL 9 | IDF 9-334C | 9-516 | NURSES STATION | 4 |  | 3 |  |  | ANLG-RED PHONE |  |  |  | WIRED SPARE |  |  |  | SPARE
8363103 | U MI CIT | LEVEL 9 | IDF 9-334C | 9-516 | NURSES STATION | 7 |  | 3 |  |  | WIRED SPARE |  |  |  | WIRED SPARE |  |  |  | WIRED SPARE
4482510 | U MI CIT | LEVEL 9 | IDF 9-334C | 9-516 | NURSES STATION | 10 |  | 3 |  |  | PHONE/WORKSTATION |  |  |  | WIRED SPARE |  |  |  | SPARE
4482430 | U MI CIT | LEVEL 9 | IDF 9-334C | 9-516 | NURSES STATION | 11 |  | 3 |  |  | WORKSTATION |  |  |  | WIRED SPARE |  |  |  | SPARE
7062149 | U MI CIT | LEVEL 9 | IDF 9-334C | 9-516 | NURSES STATION | 13 |  | 3 |  |  | WORKSTATION |  |  |  | WIRED SPARE |  |  |  | SPARE
5216310 | U MI CIT | LEVEL 9 | IDF 9-334C | 9-516 | NURSES STATION | 5 |  | AV |  |  | MEDICAL DIGITAL SIGN MONITORING |  |  |  | MEDICAL DIGITAL SIGN CORE PC
10860484 | U MI CIT | LEVEL 9 | IDF 9-334C | 9-516 | NURSES STATION | 12 |  | AV1 |  |  | MEDICAL DIGITAL SIGN MONITORING
7062274 | U MI CIT | LEVEL 9 | IDF 9-334C | 9-516 | NURSES STATION | 9 |  | IC |  |  | INTERCOM
4482556 | U MI CIT | LEVEL 9 | IDF 9-334C | 9-516 | NURSES STATION | 8 |  | PM |  |  | PHYSIO MONITOR |  |  |  | PHYSIO MONITOR |  |  |  | SPARE | [11 empty] | CAPSULE
8363010 | U MI CIT | LEVEL 9 | IDF 9-334C | 9-516 | NURSES STATION | 2 |  | PT |  |  | P-TUBE |  |  |  | WIRED SPARE
4480475 | U MI CIT | LEVEL 9 | IDF 9-438C | 9-402F | OFFICE CNS / EDU | 1 | 9-402F-01 | 3 |  | R3-A-39 | PHONE/WORKSTATION |  |  |  | PRINTER |  |  |  | FAX
4480676 | U MI CIT | LEVEL 9 | IDF 9-438C | 9-402F | OFFICE CNS / EDU | 2 | 9-402F-03 | 3 |  | R3-A-42 | PHONE/WORKSTATION |  |  |  | WIRED SPARE |  |  |  | SPARE
4493867 | U MI CIT | LEVEL 9 | IDF 9-122C | 9-216 | OFFICE, CARE MANAGER/ SOCIAL WORK | 1 |  | 3 |  |  | PHONE/WORKSTATION |  |  |  | PRINTER |  |  |  | FAX
4493887 | U MI CIT | LEVEL 9 | IDF 9-122C | 9-216 | OFFICE, CARE MANAGER/ SOCIAL WORK | 2 |  | 3 |  |  | PHONE/WORKSTATION |  |  |  | WIRED SPARE |  |  |  | SPARE
4481229 | U MI CIT | LEVEL 9 | IDF 9-438C | 9-402B | OFFICE, NM | 1 | 9-402B-01 | 3 |  | R3-D-02 | PHONE/WORKSTATION |  |  |  | WIRED SPARE |  |  |  | SPARE
4481209 | U MI CIT | LEVEL 9 | IDF 9-438C | 9-402D | OFFICE, SUPVSR | 1 | 9-402D-01 | 3 |  | R3-D-05 | PHONE/WORKSTATION |  |  |  | WIRED SPARE |  |  |  | SPARE
4480567 | U MI CIT | LEVEL 9 | IDF 9-438C | 9-436 | ON CALL | 1 | 9-436-01 | 3 |  | R3-A-45 | WORKSTATION | yellow |  |  | WIRED SPARE |  |  |  | SPARE
8983582 | U MI CIT | LEVEL 9 | IDF 9-438C | 9-436 | ON CALL | 2 |  | BAS |  |  | BMS | green |  |  | BMS
4480421 | U MI CIT | LEVEL 9 | IDF 9-438C | 9-436 | ON CALL | 3 | 9-436w-03 | 3 |  | R3-A-48 | PHONE/WORKSTATION | yellow |  |  | WIRED SPARE |  |  |  | SPARE
4493755 | U MI CIT | LEVEL 9 | IDF 9-122C | 9-228 | POCT | 1 | 9-228-01 | 3 |  | R3-A-10 | PHONE/WORKSTATION | Yellow |  |  | LABEL PRINTER |  |  |  | SPARE
4483426 | U MI CIT | LEVEL 9 | IDF 9-334C | 9-332 | PT/OT GYM | 2 |  | 3 |  |  | PHONE/WORKSTATION |  |  |  | WIRED SPARE |  |  |  | SPARE
4483636 | U MI CIT | LEVEL 9 | IDF 9-334C | 9-332 | PT/OT GYM | 3 |  | 3 |  |  | WORKSTATION |  |  |  | WIRED SPARE |  |  |  | SPARE
10857943 | U MI CIT | LEVEL 9 | IDF 9-334C | 9-332 | PT/OT GYM | 4 |  | 3 |  |  | WORKSTATION |  |  |  | PRINTER |  |  |  | SPARE
10857963 | U MI CIT | LEVEL 9 | IDF 9-334C | 9-332 | PT/OT GYM | 5 |  | 3 |  |  | WORKSTATION |  |  |  | WIRED SPARE |  |  |  | SPARE
4483316 | U MI CIT | LEVEL 9 | IDF 9-334C | 9-332 | PT/OT GYM | 6 |  | AV |  |  | WIRED SPARE |  |  |  | WIRED SPARE
7061763 | U MI CIT | LEVEL 9 | IDF 9-334C | 9-332 | PT/OT GYM | 7 |  | AV1 |  |  | AV ROOM EQUIPMENT
4483162 | U MI CIT | LEVEL 9 | IDF 9-334C | 9-332 | PT/OT GYM | 1 |  | PM |  |  | PHYSIO MONITOR |  |  |  | PHYSIO MONITOR |  |  |  | SPARE | [7 empty] | CAPSULE P-P |  |  |  | CAPSULE
5103347 | U MI CIT | LEVEL 9 | IDF 9-334C | 9-332 | PT/OT GYM | 8 |  | WAP |  |  | WAP |  |  |  | WAP SPARE
4485843 | U MI CIT | LEVEL 9 | IDF 9-334C | 9-017 | PTUBE | 1 |  | PT |  |  | P-TUBE |  |  |  | WIRED SPARE
5216215 | U MI CIT | LEVEL 9 | IDF 9-334C | 9-000Z | PUBLIC ELEVATOR LOBBY | 1 |  | CAM |  |  | SECURITY - CAMERA
7467520 | U MI CIT | LEVEL 9 | IDF 9-122C | 9-224 | RT STORAGE | 1 |  | 3 |  |  | WIRED SPARE |  |  |  | WIRED SPARE |  |  |  | WIRED SPARE
5516164 | U MI CIT | LEVEL 9 | IDF 9-334C | 9-112 | SOILED UTILITY | 1 |  | EX |  |  | RFID EXCITER
7197224 | U MI CIT | LEVEL 9 | IDF 9-122C | 9-318 | SOILED UTILITY | 1 |  | EX |  |  | RFID EXCITER
7196657 | U MI CIT | LEVEL 9 | IDF 9-438C | 9-348 | SOILED UTILITY | 1 |  | EX |  |  | RFID EXCITER
5516009 | U MI CIT | LEVEL 9 | IDF 9-438C | 9-418 | SOILED UTILITY | 1 |  | EX |  |  | RFID EXCITER
5103716 | U MI CIT | LEVEL 9 | IDF 9-122C | 9-226 | STAFF LACTATION | 1 |  | WAP |  |  | WAP |  |  |  | WAP SPARE
4482791 | U MI CIT | LEVEL 9 | IDF 9-334C | 9-126 | STAFF LOUNGE/ LOCKERS | 1 |  | AV |  |  | FW DIGITAL SIGN MONITORING |  |  |  | FW DIGITAL SIGN CORE PC
10858151 | U MI CIT | LEVEL 9 | IDF 9-334C | 9-126 | STAFF LOUNGE/ LOCKERS | 3 |  | 3 |  |  | WIRED SPARE |  |  |  | WIRED SPARE |  |  |  | SPARE
4480285 | U MI CIT | LEVEL 9 | IDF 9-334C | 9-128 | STAFF LOUNGE/ LOCKERS | 1 |  | AV |  |  | FW DIGITAL SIGN MONITORING |  |  |  | FW DIGITAL SIGN CORE PC
5103286 | U MI CIT | LEVEL 9 | IDF 9-334C | 9-128 | STAFF LOUNGE/ LOCKERS | 2 |  | WAP |  |  | WAP |  |  |  | WAP SPARE
10858171 | U MI CIT | LEVEL 9 | IDF 9-334C | 9-128 | STAFF LOUNGE/ LOCKERS | 3 |  | 3 |  |  | WIRED SPARE |  |  |  | WIRED SPARE |  |  |  | SPARE
4480354 | U MI CIT | LEVEL 9 | IDF 9-334C | 9-006X | STAIR 1 | 1 |  | CAM |  |  | SECURITY - CAMERA
5212838 | U MI CIT | LEVEL 9 | IDF 9-438C | 9-005X | STAIR 2 | 1 |  | CAM |  |  | SECURITY - CAMERA
5218389 | U MI CIT | LEVEL 9 | IDF 9-122C | 9-004X | STAIR 3 | 1 |  | CAM |  |  | SECURITY - CAMERA
4493927 | U MI CIT | LEVEL 9 | IDF 9-122C | 9-214A | TBD | 1 | 9-214A-01 | 3 |  | R2-H-31 | PHONE/WORKSTATION |  |  |  | WIRED SPARE |  |  |  | SPARE
4493907 | U MI CIT | LEVEL 9 | IDF 9-122C | 9-214B | TBD | 1 | 9-214B-01 | 3 |  | R2-E-28 | PHONE/WORKSTATION |  |  |  | WIRED SPARE |  |  |  | SPARE
4494285 | U MI CIT | LEVEL 9 | IDF 9-122C | 9-214G | TBD | 1 | 9-214G-01 | 3 |  | R3-D-21 | PHONE/WORKSTATION |  |  |  | WIRED SPARE |  |  |  | SPARE
10813518 | U MI CIT | LEVEL 9 | IDF 9-122C | 9-206 | TEAM ROOM | 1 | 9-206-01 | 3 |  | R2-F-47 | PHONE/WORKSTATION |  |  | R2-G-48 | WORKSTATION |  |  | R2-G-01 | SPARE
4486943 | U MI CIT | LEVEL 9 | IDF 9-122C | 9-206 | TEAM ROOM | 2 |  | 3 |  |  | WIRED SPARE |  |  |  | WIRED SPARE |  |  |  | WIRED SPARE
4487135 | U MI CIT | LEVEL 9 | IDF 9-122C | 9-206 | TEAM ROOM | 4 | 9-206-09 | 3 |  | R2-G-11 | PHONE/WORKSTATION |  |  | R2-G-12 | WIRED SPARE |  |  | R2-G-13 | SPARE
10813178 | U MI CIT | LEVEL 9 | IDF 9-122C | 9-206 | TEAM ROOM | 6 | 9-206-13 | 3 |  | R2-G-17 | PHONE/WORKSTATION |  |  | R2-G-18 | WIRED SPARE |  |  | R2-G-19 | SPARE
4487233 | U MI CIT | LEVEL 9 | IDF 9-122C | 9-206 | TEAM ROOM | 9 | 9-206-17 | 3 |  | R2-G-23 | PHONE/WORKSTATION |  |  | R2-G-24 | WIRED SPARE |  |  | R2-G-25 | SPARE
4487369 | U MI CIT | LEVEL 9 | IDF 9-122C | 9-206 | TEAM ROOM | 11 |  | 3 |  |  | WIRED SPARE |  |  |  | WIRED SPARE |  |  |  | WIRED SPARE
10813446 | U MI CIT | LEVEL 9 | IDF 9-122C | 9-206 | TEAM ROOM | 13 | 9-206-25 | 3 |  | R2-G-35 | PHONE/WORKSTATION |  |  | R2-G-36 | WIRED SPARE |  |  | R2-G-37 | SPARE
5104869 | U MI CIT | LEVEL 9 | IDF 9-122C | 9-206 | TEAM ROOM | 16 |  | WAP |  |  | WAP |  |  |  | WAP SPARE
4487089 | U MI CIT | LEVEL 9 | IDF 9-122C | 9-206 | TEAM ROOM | 3 | 9-206-03 | 3 |  | R2-G-02 | WORKSTATION |  |  | R2-G-03 | WIRED SPARE |  |  | R2-G-04 | SPARE
4487165 | U MI CIT | LEVEL 9 | IDF 9-122C | 9-206 | TEAM ROOM | 5 | 9-206-05 | 3 |  | R2-G-05 | WORKSTATION |  |  | R2-G-06 | WIRED SPARE |  |  | R2-G-07 | SPARE
4487201 | U MI CIT | LEVEL 9 | IDF 9-122C | 9-206 | TEAM ROOM | 7 | 9-206-07 | 3 |  | R2-G-08 | PRINTER |  |  | R2-G-09 | WIRED SPARE |  |  | R2-G-10 | SPARE
10813735 | U MI CIT | LEVEL 9 | IDF 9-122C | 9-206 | TEAM ROOM | 8 | 9-206-11 | 3 |  | R2-G-14 | WORKSTATION |  |  | R2-G-15 | WIRED SPARE |  |  | R2-G-16 | SPARE
4487265 | U MI CIT | LEVEL 9 | IDF 9-122C | 9-206 | TEAM ROOM | 10 | 9-206-15 | 3 |  | R2-G-20 | WORKSTATION |  |  | R2-G-21 | WIRED SPARE |  |  | R2-G-22 | SPARE
10813478 | U MI CIT | LEVEL 9 | IDF 9-122C | 9-206 | TEAM ROOM | 12 |  | 3 |  |  | WIRED SPARE |  |  |  | WIRED SPARE |  |  |  | WIRED SPARE
4487403 | U MI CIT | LEVEL 9 | IDF 9-122C | 9-206 | TEAM ROOM | 14 |  | 3 |  |  | WORKSTATION |  |  |  | WIRED SPARE |  |  |  | SPARE
10813498 | U MI CIT | LEVEL 9 | IDF 9-122C | 9-206 | TEAM ROOM | 15 |  | 3 |  |  | WORKSTATION |  |  |  | WIRED SPARE |  |  |  | SPARE
10856098 | U MI CIT | LEVEL 9 | IDF 9-122C | 9-206 | TEAM ROOM | 17 |  | AV |  |  | AV ROOM EQUIPMENT |  |  |  | AV ROOM EQUIPMENT
10856173 | U MI CIT | LEVEL 9 | IDF 9-122C | 9-206 | TEAM ROOM | 18 |  | AV |  |  | AV ROOM EQUIPMENT |  |  |  | AV ROOM EQUIPMENT
10859724 | U MI CIT | LEVEL 9 | IDF 9-438C | 9-406 | TEAM ROOM | 19 | 9-406-17 | AV |  | R3-B-48 | AV ROOM EQUIPMENT |  |  | R3-C-01 | AV ROOM EQUIPMENT
10859792 | U MI CIT | LEVEL 9 | IDF 9-438C | 9-406 | TEAM ROOM | 20 | 9-406-27 | AV |  | R3-C-14 | AV ROOM EQUIPMENT |  |  | R3-C-15 | AV ROOM EQUIPMENT
10812618 | U MI CIT | LEVEL 9 | IDF 9-438C | 9-406 | TEAM ROOM | 1 | 9-406-01 | 3 |  | R3-B-27 | WORKSTATION |  |  |  | WIRED SPARE |  |  |  | SPARE
8362218 | U MI CIT | LEVEL 9 | IDF 9-438C | 9-406 | TEAM ROOM | 3 | 9-406-05 | 3 |  | R3-B-30 | WORKSTATION |  |  |  | WIRED SPARE |  |  |  | SPARE
4481564 | U MI CIT | LEVEL 9 | IDF 9-438C | 9-406 | TEAM ROOM | 5 |  | 3 |  |  | WIRED SPARE |  |  |  | WIRED SPARE |  |  |  | WIRED SPARE
4481544 | U MI CIT | LEVEL 9 | IDF 9-438C | 9-406 | TEAM ROOM | 6 |  | 3 |  |  | WIRED SPARE |  |  |  | WIRED SPARE |  |  |  | WIRED SPARE
4481289 | U MI CIT | LEVEL 9 | IDF 9-438C | 9-406 | TEAM ROOM | 7 | 9-406-13 | 3 |  | R3-B-42 | WORKSTATION |  |  |  | WIRED SPARE |  |  |  | SPARE
4481249 | U MI CIT | LEVEL 9 | IDF 9-438C | 9-406 | TEAM ROOM | 9 | 9-406-07 | 3 |  | R3-B-33 | WORKSTATION |  |  |  | WIRED SPARE |  |  |  | SPARE
10812398 | U MI CIT | LEVEL 9 | IDF 9-438C | 9-406 | TEAM ROOM | 10 | 9-406-19 | 3 |  | R3-C-02 | WORKSTATION |  |  | R3-C-03 | PRINTER |  |  |  | SPARE
4481169 | U MI CIT | LEVEL 9 | IDF 9-438C | 9-406 | TEAM ROOM | 12 | 9-406-23 | 3 |  | R3-C-08 | WORKSTATION |  |  |  | WIRED SPARE |  |  |  | SPARE
10812598 | U MI CIT | LEVEL 9 | IDF 9-438C | 9-406 | TEAM ROOM | 2 | 9-406-03 | 3 |  | R3-B-27 | PHONE/WORKSTATION |  |  |  | WIRED SPARE |  |  |  | SPARE
4481041 | U MI CIT | LEVEL 9 | IDF 9-438C | 9-406 | TEAM ROOM | 14 |  | 3 |  |  | WIRED SPARE |  |  |  | WIRED SPARE |  |  |  | WIRED SPARE
10812554 | U MI CIT | LEVEL 9 | IDF 9-438C | 9-406 | TEAM ROOM | 4 | 9-406-09 | 3 |  | R3-B-36 | PHONE/WORKSTATION |  |  |  | WIRED SPARE |  |  |  | SPARE
4481492 | U MI CIT | LEVEL 9 | IDF 9-438C | 9-406 | TEAM ROOM | 15 |  | 3 |  |  | PACS |  |  |  | WIRED SPARE |  |  |  | SPARE
4481269 | U MI CIT | LEVEL 9 | IDF 9-438C | 9-406 | TEAM ROOM | 8 | 9-406-15 | 3 |  | R3-B-45 | PHONE/WORKSTATION |  |  |  | WIRED SPARE |  |  |  | SPARE
4481189 | U MI CIT | LEVEL 9 | IDF 9-438C | 9-406 | TEAM ROOM | 11 | 9-406-21 | 3 |  | R3-C-05 | PHONE/WORKSTATION |  |  |  | WIRED SPARE |  |  |  | SPARE
4481095 | U MI CIT | LEVEL 9 | IDF 9-438C | 9-406 | TEAM ROOM | 13 | 9-406-25 | 3 |  | R3-C-11 | PHONE/WORKSTATION |  |  |  | WIRED SPARE |  |  |  | SPARE
10812685 | U MI CIT | LEVEL 9 | IDF 9-438C | 9-406 | TEAM ROOM | 16 | 9-406-31 | 3 |  | R3-C-19 | PHONE/WORKSTATION |  |  |  | WIRED SPARE |  |  |  | SPARE
5104179 | U MI CIT | LEVEL 9 | IDF 9-438C | 9-406 | TEAM ROOM | 17 | 9-406-01 | WAP |  | R1-E-03 | WAP |  |  |  | WAP SPARE
8983477 | U MI CIT | LEVEL 9 | IDF 9-438C | 9-406 | TEAM ROOM | 18 |  | BAS |  |  | BMS |  |  |  | BMS
6623784 | U MI CIT | LEVEL 9 | IDF 9-438C | 9-501A | UNIV ISO ANTE RM | 1 |  | 3 |  |  | WIRED SPARE |  |  |  | WIRED SPARE |  |  |  | WIRED SPARE
4644578 | U MI CIT | LEVEL 9 | IDF 9-122C | 9-201 | UNIV ISO PATIENT RM | 1 | 9-201-01 | 3 | R2/SW1/6/35 | R2-B-46 | WIRED SPARE |  |  | R2-B-47 | WIRED SPARE |  |  | R2-B-48 | WIRED SPARE
4644594 | U MI CIT | LEVEL 9 | IDF 9-122C | 9-201 | UNIV ISO PATIENT RM | 2 | 9-201-03 | PM | R2/SW1/7/48 | R2-C-01 | PHYSIO MONITOR |  |  | R2-C-02 | PHYSIO MONITOR |  |  | R2-C-03 | SPARE |  |  | R2-C-04 |  |  |  | PTP-01 | CAPSULE P-P |  |  | PTP-02 | CAPSULE
4644610 | U MI CIT | LEVEL 9 | IDF 9-122C | 9-201 | UNIV ISO PATIENT RM | 3 | 9-201-05 | 3C | R2/SW1/6/14 | R2-C-05 | PT PHONE |  |  | R2-C-06 | WIRED SPARE |  |  | R2-C-07 | SPARE | [6 empty] | PTP-01 | CAPSULE P-P |  |  | PTP-02
5215282 | U MI CIT | LEVEL 9 | IDF 9-122C | 9-201 | UNIV ISO PATIENT RM | 5 | 9-201-07 | TV4-NC | R2/SW1/6/15 | R2-C-08 | TELEVISION |  |  | R2-C-09 | WIRED SPARE |  |  | R2-C-10 | V-NURSING |  |  | R2-C-11 | WIRED SPARE | [7 empty] | NURSE CALL JACK
8215010 | U MI CIT | LEVEL 9 | IDF 9-122C | 9-201 | UNIV ISO PATIENT RM | 6 | 9-201-09 | 3 | R2/SW1/6/16 | R2-C-12 | WORKSTATION |  |  | R2-C-13 | WIRED SPARE |  |  | R2-C-14 | SPARE
5101984 | U MI CIT | LEVEL 9 | IDF 9-122C | 9-201 | UNIV ISO PATIENT RM | 8 | only 5 jacks | WAP |  |  | WAP |  |  |  | WAP SPARE
4642087 | U MI CIT | LEVEL 9 | IDF 9-334C | 9-317 | UNIV ISO PATIENT RM | 1 |  | 3 |  |  | WIRED SPARE |  |  |  | WIRED SPARE |  |  |  | WIRED SPARE
4642055 | U MI CIT | LEVEL 9 | IDF 9-334C | 9-317 | UNIV ISO PATIENT RM | 2 |  | PM |  |  | PHYSIO MONITOR |  |  |  | PHYSIO MONITOR |  |  |  | SPARE | [7 empty] | CAPSULE P-P |  |  |  | CAPSULE
4642063 | U MI CIT | LEVEL 9 | IDF 9-334C | 9-317 | UNIV ISO PATIENT RM | 3 | 9-317-05 | 3C |  | R2-D-09 | PT PHONE |  |  | R2-D-10 | WIRED SPARE |  |  | R2-D-11 | SPARE | [7 empty] | CAPSULE P-P
4642118 | U MI CIT | LEVEL 9 | IDF 9-334C | 9-317 | UNIV ISO PATIENT RM | 5 |  | TV4-NC |  |  | TELEVISION |  |  |  | WIRED SPARE |  |  |  | V-NURSING |  |  |  | WIRED SPARE | [7 empty] | NURSE CALL JACK
10857857 | U MI CIT | LEVEL 9 | IDF 9-334C | 9-317 | UNIV ISO PATIENT RM | 6 | 9-317-09 | 3 | R2/SW1/3/28 |  | WORKSTATION |  |  |  | WIRED SPARE |  |  |  | SPARE
5101235 | U MI CIT | LEVEL 9 | IDF 9-334C | 9-317 | UNIV ISO PATIENT RM | 8 |  | WAP |  |  | WAP |  |  |  | WAP SPARE
4668397 | U MI CIT | LEVEL 9 | IDF 9-438C | 9-501 | UNIV ISO PATIENT RM | 1 |  | 3 |  |  | WIRED SPARE |  |  |  | WIRED SPARE |  |  |  | WIRED SPARE
4668405 | U MI CIT | LEVEL 9 | IDF 9-438C | 9-501 | UNIV ISO PATIENT RM | 2 |  | PM |  |  | PHYSIO MONITOR |  |  |  | PHYSIO MONITOR |  |  |  | SPARE | [7 empty] | CAPSULE P-P |  |  |  | CAPSULE
4668413 | U MI CIT | LEVEL 9 | IDF 9-438C | 9-501 | UNIV ISO PATIENT RM | 3 | 9-501-05 | 3C |  | R2-C-14 | PT PHONE |  |  | R2-C-14 | WIRED SPARE |  |  | R2-C-15 | SPARE | [7 empty] | CAPSULE P-P
4668373 | U MI CIT | LEVEL 9 | IDF 9-438C | 9-501 | UNIV ISO PATIENT RM | 5 |  | TV4-NC |  |  | TELEVISION |  |  |  | WIRED SPARE |  |  |  | V-NURSING |  |  |  | WIRED SPARE | [7 empty] | NURSE CALL JACK
8210917 | U MI CIT | LEVEL 9 | IDF 9-438C | 9-501 | UNIV ISO PATIENT RM | 6 |  | 3 |  |  | WORKSTATION |  |  |  | WIRED SPARE |  |  |  | SPARE
4478925 | U MI CIT | LEVEL 9 | IDF 9-438C | 9-333 | UNIV ISO PATIENT RM ADA | 1 |  | 3 |  |  | WIRED SPARE |  |  |  | WIRED SPARE |  |  |  | WIRED SPARE
4479159 | U MI CIT | LEVEL 9 | IDF 9-438C | 9-333 | UNIV ISO PATIENT RM ADA | 6 |  | 3 |  |  | WORKSTATION |  |  |  | WIRED SPARE |  |  |  | SPARE
4479014 | U MI CIT | LEVEL 9 | IDF 9-438C | 9-333 | UNIV ISO PATIENT RM ADA | 3 | 9-333-05 | 3C |  | R2-C-02 | PT PHONE |  |  | R2-C-03 | WIRED SPARE |  |  | R2-C-04 | SPARE | [7 empty] | CAPSULE P-P
4478743 | U MI CIT | LEVEL 9 | IDF 9-438C | 9-333 | UNIV ISO PATIENT RM ADA | 2 |  | PM |  |  | PHYSIO MONITOR |  |  |  | PHYSIO MONITOR |  |  |  | SPARE | [7 empty] | CAPSULE P-P |  |  |  | CAPSULE
4479386 | U MI CIT | LEVEL 9 | IDF 9-438C | 9-333 | UNIV ISO PATIENT RM ADA | 5 |  | TV4-NC |  |  | TELEVISION |  |  |  | WIRED SPARE |  |  |  | V-NURSING |  |  |  | WIRED SPARE | [7 empty] | NURSE CALL JACK
5101166 | U MI CIT | LEVEL 9 | IDF 9-438C | 9-333 | UNIV ISO PATIENT RM ADA | 9 |  | WAP |  |  | WAP |  |  |  | WAP SPARE
4665891 | U MI CIT | LEVEL 9 | IDF 9-334C | 9-101 | UNIV PATIENT RM | 1 |  | 3 |  |  | WIRED SPARE |  |  |  | WIRED SPARE |  |  |  | WIRED SPARE
4665883 | U MI CIT | LEVEL 9 | IDF 9-334C | 9-101 | UNIV PATIENT RM | 2 |  | PM |  |  | PHYSIO MONITOR |  |  |  | PHYSIO MONITOR |  |  |  | SPARE | [7 empty] | CAPSULE P-P |  |  |  | CAPSULE
8984302 | U MI CIT | LEVEL 9 | IDF 9-334C | 9-101 | UNIV PATIENT RM | 3 |  | BAS |  |  | BMS |  |  |  | BMS
4665875 | U MI CIT | LEVEL 9 | IDF 9-334C | 9-101 | UNIV PATIENT RM | 4 |  | 3C |  |  | PT PHONE |  |  |  | WIRED SPARE |  |  |  | SPARE | [7 empty] | CAPSULE P-P
4665867 | U MI CIT | LEVEL 9 | IDF 9-334C | 9-101 | UNIV PATIENT RM | 5 |  | TV4-NC |  |  | TELEVISION |  |  |  | WIRED SPARE |  |  |  | V-NURSING |  |  |  | WIRED SPARE | [7 empty] | NURSE CALL JACK
4665859 | U MI CIT | LEVEL 9 | IDF 9-334C | 9-101 | UNIV PATIENT RM | 6 |  | 1 |  |  | WIRED SPARE
8215869 | U MI CIT | LEVEL 9 | IDF 9-334C | 9-101 | UNIV PATIENT RM | 7 |  | 3 |  |  | WORKSTATION |  |  |  | WIRED SPARE |  |  |  | SPARE
4665830 | U MI CIT | LEVEL 9 | IDF 9-334C | 9-103 | UNIV PATIENT RM | 1 |  | 3 |  |  | WIRED SPARE |  |  |  | WIRED SPARE |  |  |  | WIRED SPARE
4665822 | U MI CIT | LEVEL 9 | IDF 9-334C | 9-103 | UNIV PATIENT RM | 2 |  | PM |  |  | PHYSIO MONITOR |  |  |  | PHYSIO MONITOR |  |  |  | SPARE |  |  |  | CAPSULE |  |  |  | CAPSULE P-P |  |  |  | CAPSULE P-P
4665814 | U MI CIT | LEVEL 9 | IDF 9-334C | 9-103 | UNIV PATIENT RM | 3 |  | 3C |  |  | PT PHONE |  |  |  | WIRED SPARE |  |  |  | SPARE | [7 empty] | CAPSULE P-P |  |  |  | CAPSULE P-P
4665806 | U MI CIT | LEVEL 9 | IDF 9-334C | 9-103 | UNIV PATIENT RM | 4 |  | TV-NC |  |  | TELEVISION |  |  |  | WIRED SPARE |  |  |  | V-NURSING |  |  |  | WIRED SPARE | [7 empty] | NURSE CALL JACK
4665798 | U MI CIT | LEVEL 9 | IDF 9-334C | 9-103 | UNIV PATIENT RM | 5 |  | 1 |  |  | WIRED SPARE
8215707 | U MI CIT | LEVEL 9 | IDF 9-334C | 9-103 | UNIV PATIENT RM | 6 |  | 3 |  |  | WORKSTATION |  |  |  | WIRED SPARE |  |  |  | SPARE
4665769 | U MI CIT | LEVEL 9 | IDF 9-122C | 9-105 | UNIV PATIENT RM | 1 |  | 3 |  |  | WIRED SPARE |  |  |  | WIRED SPARE |  |  |  | WIRED SPARE
8215978 | U MI CIT | LEVEL 9 | IDF 9-122C | 9-105 | UNIV PATIENT RM | 6 |  | 3 |  |  | WORKSTATION |  |  |  | WIRED SPARE |  |  |  | SPARE
4665753 | U MI CIT | LEVEL 9 | IDF 9-122C | 9-105 | UNIV PATIENT RM | 3 | 9-101-05 | 3C | R3/SW1/8/17 | R3-B-10 | PT PHONE |  |  | R3-B-11 | WIRED SPARE |  |  | R3-B-12 | SPARE | [7 empty] | CAPSULE P-P |  |  |  | CAPSULE P-P
4665761 | U MI CIT | LEVEL 9 | IDF 9-122C | 9-105 | UNIV PATIENT RM | 2 |  | PM |  |  | PHYSIO MONITOR |  |  |  | PHYSIO MONITOR |  |  |  | SPARE |  |  |  | CAPSULE |  |  |  | CAPSULE P-P |  |  |  | CAPSULE P-P
4665745 | U MI CIT | LEVEL 9 | IDF 9-122C | 9-105 | UNIV PATIENT RM | 4 |  | TV4-NC |  |  | TELEVISION |  |  |  | WIRED SPARE |  |  |  | V-NURSING |  |  |  | WIRED SPARE | [7 empty] | NURSE CALL JACK
5102287 | U MI CIT | LEVEL 9 | IDF 9-122C | 9-105 | UNIV PATIENT RM | 9 |  | WAP |  |  | WAP |  |  |  | WAP SPARE
4665708 | U MI CIT | LEVEL 9 | IDF 9-122C | 9-107 | UNIV PATIENT RM | 1 |  | 3 |  |  | WIRED SPARE |  |  |  | WIRED SPARE |  |  |  | WIRED SPARE
4665700 | U MI CIT | LEVEL 9 | IDF 9-122C | 9-107 | UNIV PATIENT RM | 2 |  | PM |  |  | PHYSIO MONITOR |  |  |  | PHYSIO MONITOR |  |  |  | SPARE | [7 empty] | CAPSULE P-P |  |  |  | CAPSULE
4665692 | U MI CIT | LEVEL 9 | IDF 9-122C | 9-107 | UNIV PATIENT RM | 3 |  | 3C |  |  | PT PHONE |  |  |  | WIRED SPARE |  |  |  | SPARE | [7 empty] | CAPSULE P-P
4665684 | U MI CIT | LEVEL 9 | IDF 9-122C | 9-107 | UNIV PATIENT RM | 4 |  | TV4-NC |  |  | TELEVISION |  |  |  | WIRED SPARE |  |  |  | V-NURSING |  |  |  | WIRED SPARE | [7 empty] | NURSE CALL JACK
8216032 | U MI CIT | LEVEL 9 | IDF 9-122C | 9-107 | UNIV PATIENT RM | 6 |  | 3 |  |  | WORKSTATION |  |  |  | WIRED SPARE |  |  |  | SPARE
4665647 | U MI CIT | LEVEL 9 | IDF 9-122C | 9-109 | UNIV PATIENT RM | 1 |  | 3 |  |  | WIRED SPARE |  |  |  | WIRED SPARE |  |  |  | WIRED SPARE
4665639 | U MI CIT | LEVEL 9 | IDF 9-122C | 9-109 | UNIV PATIENT RM | 2 |  | PM |  |  | PHYSIO MONITOR |  |  |  | PHYSIO MONITOR |  |  |  | SPARE | [7 empty] | CAPSULE P-P |  |  |  | CAPSULE
4665631 | U MI CIT | LEVEL 9 | IDF 9-122C | 9-109 | UNIV PATIENT RM | 3 |  | 3C |  |  | PT PHONE |  |  |  | WIRED SPARE |  |  |  | SPARE | [7 empty] | CAPSULE P-P
4665623 | U MI CIT | LEVEL 9 | IDF 9-122C | 9-109 | UNIV PATIENT RM | 4 |  | TV4-NC |  |  | TELEVISION |  |  |  | WIRED SPARE |  |  |  | V-NURSING |  |  |  | WIRED SPARE | [7 empty] | NURSE CALL JACK
8216060 | U MI CIT | LEVEL 9 | IDF 9-122C | 9-109 | UNIV PATIENT RM | 6 |  | 3 |  |  | WORKSTATION |  |  |  | WIRED SPARE |  |  |  | SPARE
4665586 | U MI CIT | LEVEL 9 | IDF 9-122C | 9-111 | UNIV PATIENT RM | 1 |  | 3 |  |  | WIRED SPARE |  |  |  | WIRED SPARE |  |  |  | WIRED SPARE
4665578 | U MI CIT | LEVEL 9 | IDF 9-122C | 9-111 | UNIV PATIENT RM | 2 |  | PM |  |  | PHYSIO MONITOR |  |  |  | PHYSIO MONITOR |  |  |  | SPARE | [7 empty] | CAPSULE P-P |  |  |  | CAPSULE
4665570 | U MI CIT | LEVEL 9 | IDF 9-122C | 9-111 | UNIV PATIENT RM | 3 |  | 3C |  |  | PT PHONE |  |  |  | WIRED SPARE |  |  |  | SPARE | [7 empty] | CAPSULE P-P
4665562 | U MI CIT | LEVEL 9 | IDF 9-122C | 9-111 | UNIV PATIENT RM | 4 |  | TV4-NC |  |  | TELEVISION |  |  |  | WIRED SPARE |  |  |  | V-NURSING |  |  |  | WIRED SPARE | [7 empty] | NURSE CALL JACK
8216080 | U MI CIT | LEVEL 9 | IDF 9-122C | 9-111 | UNIV PATIENT RM | 6 |  | 3 |  |  | WORKSTATION |  |  |  | WIRED SPARE |  |  |  | SPARE
5102272 | U MI CIT | LEVEL 9 | IDF 9-122C | 9-111 | UNIV PATIENT RM | 9 |  | WAP |  |  | WAP |  |  |  | WAP SPARE
4665525 | U MI CIT | LEVEL 9 | IDF 9-122C | 9-113 | UNIV PATIENT RM | 1 |  | 3 |  |  | WIRED SPARE |  |  |  | WIRED SPARE |  |  |  | WIRED SPARE
4665517 | U MI CIT | LEVEL 9 | IDF 9-122C | 9-113 | UNIV PATIENT RM | 2 |  | PM |  |  | PHYSIO MONITOR |  |  |  | PHYSIO MONITOR |  |  |  | SPARE | [7 empty] | CAPSULE P-P |  |  |  | CAPSULE
4665509 | U MI CIT | LEVEL 9 | IDF 9-122C | 9-113 | UNIV PATIENT RM | 3 |  | 3C |  |  | PT PHONE |  |  |  | WIRED SPARE |  |  |  | SPARE | [7 empty] | CAPSULE P-P
4665501 | U MI CIT | LEVEL 9 | IDF 9-122C | 9-113 | UNIV PATIENT RM | 4 |  | TV4-NC |  |  | TELEVISION |  |  |  | WIRED SPARE |  |  |  | V-NURSING |  |  |  | WIRED SPARE | [7 empty] | NURSE CALL JACK
8216100 | U MI CIT | LEVEL 9 | IDF 9-122C | 9-113 | UNIV PATIENT RM | 6 |  | 3 |  |  | WORKSTATION |  |  |  | WIRED SPARE |  |  |  | SPARE
4665464 | U MI CIT | LEVEL 9 | IDF 9-122C | 9-115 | UNIV PATIENT RM | 1 |  | 3 |  |  | WIRED SPARE |  |  |  | WIRED SPARE |  |  |  | WIRED SPARE
4665456 | U MI CIT | LEVEL 9 | IDF 9-122C | 9-115 | UNIV PATIENT RM | 2 |  | PM |  |  | PHYSIO MONITOR |  |  |  | PHYSIO MONITOR |  |  |  | SPARE | [7 empty] | CAPSULE P-P |  |  |  | CAPSULE
4665448 | U MI CIT | LEVEL 9 | IDF 9-122C | 9-115 | UNIV PATIENT RM | 3 |  | 3C |  |  | PT PHONE |  |  |  | WIRED SPARE |  |  |  | SPARE | [7 empty] | CAPSULE P-P
4665440 | U MI CIT | LEVEL 9 | IDF 9-122C | 9-115 | UNIV PATIENT RM | 4 |  | TV4-NC |  |  | TELEVISION |  |  |  | WIRED SPARE |  |  |  | V-NURSING |  |  |  | WIRED SPARE | [7 empty] | NURSE CALL JACK
8216177 | U MI CIT | LEVEL 9 | IDF 9-122C | 9-115 | UNIV PATIENT RM | 6 |  | 3 |  |  | WORKSTATION |  |  |  | WIRED SPARE |  |  |  | SPARE
4644493 | U MI CIT | LEVEL 9 | IDF 9-122C | 9-203 | UNIV PATIENT RM | 1 | 5-203-01 | 3 | R2/SW1/6/11 | R2-B-26 | WIRED SPARE |  |  | R2-B-27 | WIRED SPARE |  |  | R2-B-28 | WIRED SPARE
4644509 | U MI CIT | LEVEL 9 | IDF 9-122C | 9-203 | UNIV PATIENT RM | 2 | 5-203-03 | PM | R2/SW1/7/3 | R2-B-29 | PHYSIO MONITOR |  |  | R2-B-30 | PHYSIO MONITOR |  |  | R2-B-31 | SPARE |  |  | R2-B-32 |  |  |  | PTP-01 | CAPSULE P-P |  |  | PTP-02 | CAPSULE
4644525 | U MI CIT | LEVEL 9 | IDF 9-122C | 9-203 | UNIV PATIENT RM | 3 | 5-203-05 | 3C | R2/SW1/6/12 | R2-B-33 | PT PHONE |  |  | R2-B-34 | WIRED SPARE |  |  | R2-B-35 | SPARE | [6 empty] | PTP-01 | CAPSULE P-P |  |  | PTP-02
4644541 | U MI CIT | LEVEL 9 | IDF 9-122C | 9-203 | UNIV PATIENT RM | 5 | 5-203-07 | TV4-NC | R2/SW1/6/13 | R2-B-36 | TELEVISION |  |  | R2-B-37 | WIRED SPARE |  |  | R2-B-38 | V-NURSING |  |  | R2-B-39 | WIRED SPARE | [7 empty] | NURSE CALL JACK
8215095 | U MI CIT | LEVEL 9 | IDF 9-122C | 9-203 | UNIV PATIENT RM | 6 | 9-203-09 | 3 |  |  | WORKSTATION |  |  |  | WIRED SPARE |  |  |  | SPARE
4644408 | U MI CIT | LEVEL 9 | IDF 9-122C | 9-205 | UNIV PATIENT RM | 1 | 9-205-01 | 3 | R2/SW1/6/8 | R2-B-02 | WIRED SPARE |  |  | R2-B-03 | WIRED SPARE |  |  | R2-B-04 | WIRED SPARE
4644424 | U MI CIT | LEVEL 9 | IDF 9-122C | 9-205 | UNIV PATIENT RM | 2 | 9-205-03 | PM | R2/SW1/7/2 | R2-B-05 | PHYSIO MONITOR |  |  | R2-B-06 | PHYSIO MONITOR |  |  | R2-B-07 | SPARE |  |  | R2-B-08 |  |  |  | PTP-01 | CAPSULE P-P |  |  | PTP-02 | CAPSULE
4644440 | U MI CIT | LEVEL 9 | IDF 9-122C | 9-205 | UNIV PATIENT RM | 3 | 9-205-05 | 3C | R2/SW1/6/9 | R2-B-09 | PT PHONE |  |  | R2-B-10 | WIRED SPARE |  |  | R2-B-11 | SPARE | [6 empty] | PTP-01 | CAPSULE P-P |  |  | PTP-02
4644456 | U MI CIT | LEVEL 9 | IDF 9-122C | 9-205 | UNIV PATIENT RM | 5 | 9-205-07 | TV4-NC | R2/SW1/6/10 | R2-B-12 | TELEVISION |  |  | R2-B-13 | WIRED SPARE |  |  | R2-B-14 | V-NURSING |  |  | R2-B-15 | WIRED SPARE | [7 empty] | NURSE CALL JACK
8215177 | U MI CIT | LEVEL 9 | IDF 9-122C | 9-205 | UNIV PATIENT RM | 6 | 9-205-09 | 3 | R2/SW1/6/41 | R2-B-16 | WORKSTATION |  |  | R2-B-17 | WIRED SPARE |  |  | R2-B-18 | SPARE
5101937 | U MI CIT | LEVEL 9 | IDF 9-122C | 9-205 | UNIV PATIENT RM | 9 | only 5 jacks | WAP |  |  | WAP |  |  |  | WAP SPARE
4644323 | U MI CIT | LEVEL 9 | IDF 9-122C | 9-207 | UNIV PATIENT RM | 1 | 9-207-01 | 3 | R2/SW1/6/07 | R2-A-30 | WIRED SPARE |  |  | R2-A-31 | WIRED SPARE |  |  | R2-A-32 | WIRED SPARE
4644339 | U MI CIT | LEVEL 9 | IDF 9-122C | 9-207 | UNIV PATIENT RM | 2 | 9-207-03 | PM | R2/SW1/7/01 | R2-A-33 | PHYSIO MONITOR |  |  | R2-A-34 | PHYSIO MONITOR |  |  | R2-A-35 | SPARE |  |  | R2-A-36 |  |  |  | PTP-01 | CAPSULE P-P |  |  | PTP-02 | CAPSULE
4644355 | U MI CIT | LEVEL 9 | IDF 9-122C | 9-207 | UNIV PATIENT RM | 3 | 9-207-05 | 3C | R2/SW1/6/45 | JACK LABELING MESSED UP | PT PHONE |  |  |  | WIRED SPARE |  |  |  | SPARE | [6 empty] | PTP-01 | CAPSULE P-P |  |  | PTP-02
4644371 | U MI CIT | LEVEL 9 | IDF 9-122C | 9-207 | UNIV PATIENT RM | 5 | 9-207-07 | TV4-NC | R2/SW1/6/44 | R2-A-40 | TELEVISION |  |  | R2-A-41 | WIRED SPARE |  |  | R2-A-42 | V-NURSING |  |  | R2-A-43 | WIRED SPARE | [7 empty] | NURSE CALL JACK
8215272 | U MI CIT | LEVEL 9 | IDF 9-122C | 9-207 | UNIV PATIENT RM | 6 | 9-207-09 | 3 | R2/SW1/6/43 | R2-A-44 | WORKSTATION |  |  | R2-A-45 | WIRED SPARE |  |  | R2-A-46 | SPARE
4644236 | U MI CIT | LEVEL 9 | IDF 9-122C | 9-209 | UNIV PATIENT RM | 1 | 9-209-01 | 3 | R2/SW1/6/05 | R2-A-10 | WIRED SPARE |  |  | R2-A-11 | WIRED SPARE |  |  | R2-A-12 | WIRED SPARE
4644252 | U MI CIT | LEVEL 9 | IDF 9-122C | 9-209 | UNIV PATIENT RM | 2 | 9-209-03 | PM | R2/SW1/7/48 | R2-A-13 | PHYSIO MONITOR |  |  | R2-A-14 | PHYSIO MONITOR |  |  | R2-A-15 | SPARE |  |  | R2-A-16 |  |  |  | PTP-01 | CAPSULE P-P |  |  | PTP-02 | CAPSULE
4644268 | U MI CIT | LEVEL 9 | IDF 9-122C | 9-209 | UNIV PATIENT RM | 3 | 9-209-05 | 3C | R2/SW1/6/48 | R2-A-17 | PT PHONE |  |  | R2-A-18 | WIRED SPARE |  |  | R2-A-19 | SPARE | [6 empty] | PTP-01 | CAPSULE P-P |  |  | PTP-02
4644309 | U MI CIT | LEVEL 9 | IDF 9-122C | 9-209 | UNIV PATIENT RM | 5 | 9-209-07 | TV4-NC | R2/SW1/6/47 | R2-A-20 | TELEVISION |  |  | R2-A-21 | WIRED SPARE |  |  | R2-A-22 | V-NURSING |  |  | R2-A-23 | WIRED SPARE | [7 empty] | NURSE CALL JACK
8215351 | U MI CIT | LEVEL 9 | IDF 9-122C | 9-209 | UNIV PATIENT RM | 6 | 9-209-09 | 3 | R2/SW1/6/46 | R2-A-24 | WORKSTATION |  |  | R2-A-25 | WIRED SPARE |  |  | R2-A-26 | SPARE
4643773 | U MI CIT | LEVEL 9 | IDF 9-122C | 9-301 | UNIV PATIENT RM | 1 | 9-301-01 | PM | R3/SW1/7/18 | R3-B-07 | PHYSIO MONITOR |  |  | R3-B-08 | PHYSIO MONITOR |  |  | R3-B-09 | SPARE
4643789 | U MI CIT | LEVEL 9 | IDF 9-122C | 9-301 | UNIV PATIENT RM | 2 | 9-301-03 | 3C | R3/SW1/7/19 | R3-B-10 | PT PHONE |  |  | R3-B-11 | WIRED SPARE |  |  | R3-B-12 | SPARE |  |  | R3-B-13 |  |  |  | PTP-01 | CAPSULE P-P |  |  | PTP-02 | CAPSULE
4643805 | U MI CIT | LEVEL 9 | IDF 9-122C | 9-301 | UNIV PATIENT RM | 3 | 9-301-05 | 3C | R3/SW1/7/30 | R3-B-14 | PT PHONE |  |  | R3-B-15 | WIRED SPARE |  |  | R3-B-16 | SPARE | [6 empty] | PTP-01 | CAPSULE P-P |  |  | PTP-02
4643813 | U MI CIT | LEVEL 9 | IDF 9-122C | 9-301 | UNIV PATIENT RM | 5 | 9-301-07 | TV4-NC | R3/SW1/7/29 | R3-B-17 | TELEVISION |  |  | R3-B-18 | WIRED SPARE |  |  | R3-B-19 | V-NURSING |  |  | R3-B-20 | WIRED SPARE | [7 empty] | NURSE CALL JACK
8214698 | U MI CIT | LEVEL 9 | IDF 9-122C | 9-301 | UNIV PATIENT RM | 6 | 9-301-09 | 3 | R3/SW1/7/28 | R3-B-21 | WORKSTATION |  |  | R3-B-22 | WIRED SPARE |  |  | R3-B-23 | SPARE
4643706 | U MI CIT | LEVEL 9 | IDF 9-122C | 9-303 | UNIV PATIENT RM | 1 | 9-303-01 | 3 | R3/SW1/7/21 | R3-B-28 | WIRED SPARE |  |  | R3-B-29 | WIRED SPARE |  |  | R3-B-30 | WIRED SPARE
4643722 | U MI CIT | LEVEL 9 | IDF 9-122C | 9-303 | UNIV PATIENT RM | 2 | 9-303-03 | PM | R3/SW1/7/22 | R3-B-31 | PHYSIO MONITOR |  |  | R3-B-32 | PHYSIO MONITOR |  |  | R3-B-33 | SPARE |  |  | R3-B-34 |  |  |  | PTP-01 | CAPSULE P-P |  |  | PTP-02 | CAPSULE
4643738 | U MI CIT | LEVEL 9 | IDF 9-122C | 9-303 | UNIV PATIENT RM | 3 | 9-303-05 | 3C | R3/SW1/7/23 | R3-B-35 | PT PHONE |  |  | R3-B-36 | WIRED SPARE |  |  | R3-B-37 | SPARE | [6 empty] | PTP-01 | CAPSULE P-P |  |  | PTP-02
4643746 | U MI CIT | LEVEL 9 | IDF 9-122C | 9-303 | UNIV PATIENT RM | 5 | 9-303-07 | TV4-NC | R3/SW1/7/26 | R3-B-38 | TELEVISION |  |  | R3-B-39 | WIRED SPARE |  |  | R3-B-40 | V-NURSING |  |  | R3-B-41 | WIRED SPARE | [7 empty] | NURSE CALL JACK
8214678 | U MI CIT | LEVEL 9 | IDF 9-122C | 9-303 | UNIV PATIENT RM | 6 | 9-303-09 | 3 | R3/SW1/7/25 | R3-B-43 | WORKSTATION |  |  | R3-B-44 | WIRED SPARE |  |  | R3-B-45 | SPARE
5101514 | U MI CIT | LEVEL 9 | IDF 9-122C | 9-303 | UNIV PATIENT RM | 9 | only 5 jacks | WAP |  |  | WAP |  |  |  | WAP SPARE
4643641 | U MI CIT | LEVEL 9 | IDF 9-122C | 9-305 | UNIV PATIENT RM | 1 | 9-305-01 | 3 |  | R3-C-01 | WIRED SPARE |  |  | R3-C-02 | WIRED SPARE |  |  | R3-C-03 | WIRED SPARE
4643657 | U MI CIT | LEVEL 9 | IDF 9-122C | 9-305 | UNIV PATIENT RM | 2 | 9-305-03 | PM |  | R3-C-04 | PHYSIO MONITOR |  |  | R3-C-05 | PHYSIO MONITOR |  |  | R3-C-06 | SPARE |  |  | R3-C-07 |  |  |  | PTP-01 | CAPSULE P-P |  |  | PTP-02 | CAPSULE
4643673 | U MI CIT | LEVEL 9 | IDF 9-122C | 9-305 | UNIV PATIENT RM | 3 | 9-305-05 | 3C |  | R3-C-08 | PT PHONE |  |  | R3-C-09 | WIRED SPARE |  |  | R3-C-10 | SPARE | [6 empty] | PTP-01 | CAPSULE P-P |  |  | PTP-02
4643681 | U MI CIT | LEVEL 9 | IDF 9-122C | 9-305 | UNIV PATIENT RM | 5 | 9-305-07 | TV4-NC |  | R3-C-11 | TELEVISION |  |  | R3-C-12 | WIRED SPARE |  |  | R3-C-13 | V-NURSING |  |  | R3-C-14 | WIRED SPARE | [7 empty] | NURSE CALL JACK
8214658 | U MI CIT | LEVEL 9 | IDF 9-122C | 9-305 | UNIV PATIENT RM | 6 | 9-305-09 | 3 |  | R3-C-15 | WORKSTATION |  |  | R3-C-16 | WIRED SPARE |  |  | R3-C-17 | SPARE
4643572 | U MI CIT | LEVEL 9 | IDF 9-122C | 9-307 | UNIV PATIENT RM | 1 | 9-307-01 | 3 | R3/SW1/6/45 | R3-C-21 | WIRED SPARE |  |  | R3-C-22 | WIRED SPARE |  |  | R3-C-23 | WIRED SPARE
4643588 | U MI CIT | LEVEL 9 | IDF 9-122C | 9-307 | UNIV PATIENT RM | 2 | 9-307-03 | PM | R3/SW1/6/44 | R3-C-24 | PHYSIO MONITOR |  |  | R3-C-25 | PHYSIO MONITOR |  |  | R3-C-26 | SPARE |  |  | R3-C-27 |  |  |  | PTP-01 | CAPSULE P-P |  |  | PTP-02 | CAPSULE
4643604 | U MI CIT | LEVEL 9 | IDF 9-122C | 9-307 | UNIV PATIENT RM | 3 | 9-307-05 | 3C | R3/SW1/6/4 | R3-C-28 | PT PHONE |  |  | R3-C-29 | WIRED SPARE |  |  | R3-C-30 | SPARE | [6 empty] | PTP-01 | CAPSULE P-P |  |  | PTP-02
4643612 | U MI CIT | LEVEL 9 | IDF 9-122C | 9-307 | UNIV PATIENT RM | 5 | 9-307-07 | TV4-NC | R3/SW1/6/5 | R3-C-31 | TELEVISION |  |  | R3-C-32 | WIRED SPARE |  |  | R3-C-33 | V-NURSING |  |  | R3-C-34 | WIRED SPARE | [7 empty] | NURSE CALL JACK
8214634 | U MI CIT | LEVEL 9 | IDF 9-122C | 9-307 | UNIV PATIENT RM | 6 | 9-307-09 | 3 | R3/SW1/6/6 | R3-C-35 | WORKSTATION |  |  | R3-C-36 | WIRED SPARE |  |  | R3-C-37 | SPARE
4643505 | U MI CIT | LEVEL 9 | IDF 9-122C | 9-309 | UNIV PATIENT RM | 1 | 9-309-01 | 3 | R3/SW1/6/42 | R3-C-41 | WIRED SPARE |  |  | R3-C-42 | WIRED SPARE |  |  | R3-C-43 | WIRED SPARE
4643521 | U MI CIT | LEVEL 9 | IDF 9-122C | 9-309 | UNIV PATIENT RM | 2 | 9-309-03 | PM | R3/SW1/6/41 | R3-C-44 | PHYSIO MONITOR |  |  | R3-C-45 | PHYSIO MONITOR |  |  | R3-C-46 | SPARE |  |  | R3-C-47 |  |  |  | PTP-01 | CAPSULE P-P |  |  | PTP-02 | CAPSULE
4643537 | U MI CIT | LEVEL 9 | IDF 9-122C | 9-309 | UNIV PATIENT RM | 3 | 9-309-05 | 3C | R3/SW1/6/40 | R3-C-48 | PT PHONE |  |  | R3-D-01 | WIRED SPARE |  |  | R3-D-02 | SPARE | [6 empty] | PTP-01 | CAPSULE P-P |  |  | PTP-02
4643545 | U MI CIT | LEVEL 9 | IDF 9-122C | 9-309 | UNIV PATIENT RM | 5 | 9-309-07 | TV4-NC | R3/SW1/6/7 | R3-D-03 | TELEVISION |  |  | R3-D-04 | WIRED SPARE |  |  | R3-D-05 | V-NURSING |  |  | R3-D-06 | WIRED SPARE | [7 empty] | NURSE CALL JACK
8214578 | U MI CIT | LEVEL 9 | IDF 9-122C | 9-309 | UNIV PATIENT RM | 6 | 9-309-09 | 3 | R3/SW1/6/8 | R3-D-07 | WORKSTATION |  |  | R3-D-08 | WIRED SPARE |  |  | R3-D-09 | SPARE
5101347 | U MI CIT | LEVEL 9 | IDF 9-122C | 9-309 | UNIV PATIENT RM | 9 | only 5 jacks | WAP |  |  | WAP |  |  |  | WAP SPARE
4643438 | U MI CIT | LEVEL 9 | IDF 9-334C | 9-311 | UNIV PATIENT RM | 1 | 9-311-01 | 3 | R2/SW1/3/7 | R2-B-38 | WIRED SPARE |  |  | R2-B-39 | WIRED SPARE |  |  | R2-B-40 | WIRED SPARE
4643454 | U MI CIT | LEVEL 9 | IDF 9-334C | 9-311 | UNIV PATIENT RM | 2 | 9-311-03 | PM | R2/SW1/4/46 | R2-B-41 | PHYSIO MONITOR |  |  | R2-B-42 | PHYSIO MONITOR |  |  | R2-B-43 | SPARE |  |  | R2-B-44 |  |  |  | PTP-01 | CAPSULE P-P |  |  | PTP-02 | CAPSULE
4643470 | U MI CIT | LEVEL 9 | IDF 9-334C | 9-311 | UNIV PATIENT RM | 3 | 9-311-05 | 3C | R2/SW1/3/36 | R2-B-45 | PT PHONE |  |  | R2-B-46 | WIRED SPARE |  |  | R2-B-47 | SPARE | [6 empty] | PTP-01 | CAPSULE P-P |  |  | PTP-02
4643478 | U MI CIT | LEVEL 9 | IDF 9-334C | 9-311 | UNIV PATIENT RM | 5 | 9-311-07 | TV4-NC | R2/SW1/2/37 | R2-B-48 | TELEVISION |  |  | R2-C-01 | WIRED SPARE |  |  | R2-C-02 | V-NURSING |  |  | R2-C-03 | WIRED SPARE | [7 empty] | NURSE CALL JACK
8214238 | U MI CIT | LEVEL 9 | IDF 9-334C | 9-311 | UNIV PATIENT RM | 6 | 9-311-09 | 3 | R2/SW1/3/5 | R2-C-04 | WORKSTATION |  |  | R2-C-05 | WIRED SPARE |  |  | R2-C-06 | SPARE
4643373 | U MI CIT | LEVEL 9 | IDF 9-334C | 9-313 | UNIV PATIENT RM | 1 | 9-313-01 | 3 | R2/SW1/3/3 | R2-C-10 | WIRED SPARE |  |  | R2-C-11 | WIRED SPARE |  |  | R2-C-12 | WIRED SPARE
4643389 | U MI CIT | LEVEL 9 | IDF 9-334C | 9-313 | UNIV PATIENT RM | 2 | 9-313-03 | PM | R2/SW1/4/45 | R2-C-13 | PT PHONE |  |  | R2-C-14 | WIRED SPARE |  |  | R2-C-15 | SPARE |  |  | R2-C-16 |  |  |  | PTP-01 | CAPSULE P-P |  |  | PTP-02 | CAPSULE
4643405 | U MI CIT | LEVEL 9 | IDF 9-334C | 9-313 | UNIV PATIENT RM | 3 | 9-313-05 | 3C | R2/SW1/3/35 | R2-C-17 | PT PHONE |  |  | R2-C-18 | WIRED SPARE |  |  | R2-C-19 | SPARE | [6 empty] | PTP-01 | CAPSULE P-P |  |  | PTP-02
4643413 | U MI CIT | LEVEL 9 | IDF 9-334C | 9-313 | UNIV PATIENT RM | 5 | 9-313-07 | TV4-NC | R2/SW1/3/34 | R2-C-20 | TELEVISION |  |  | R2-C-21 | WIRED SPARE |  |  | R2-C-22 | V-NURSING |  |  | R2-C-23 | WIRED SPARE | [7 empty] | NURSE CALL JACK
8214206 | U MI CIT | LEVEL 9 | IDF 9-334C | 9-313 | UNIV PATIENT RM | 6 | 9-313-09 | 3 | R2/SW1/3/33 | R2-C-24 | WORKSTATION |  |  | R2-C-25 | WIRED SPARE |  |  | R2-C-26 | SPARE
4642409 | U MI CIT | LEVEL 9 | IDF 9-334C | 9-315 | UNIV PATIENT RM | 1 | 9-315-01 | 3 | R2/SW1/3/1 | R2-C-30 | WIRED SPARE |  |  | R2-C-31 | WIRED SPARE |  |  | R2-C-32 | WIRED SPARE
4642603 | U MI CIT | LEVEL 9 | IDF 9-334C | 9-315 | UNIV PATIENT RM | 2 | 9-315-03 | PM | R2/SW1/4/1 | R2-C-33 | PHYSIO MONITOR |  |  | R2-C-34 | PHYSIO MONITOR |  |  | R2-C-35 | SPARE |  |  | R2-C-36 |  |  |  | PTP-01 | CAPSULE P-P |  |  | PTP-02 | CAPSULE
8984220 | U MI CIT | LEVEL 9 | IDF 9-334C | 9-315 | UNIV PATIENT RM | 3 | 9-315-05 | BAS | R2/SW1/3/32 | R2-C-37 | BMS |  |  | R2-C-38 | BMS |  |  | R2-C-39 | [7 empty] | PTP-01 |  |  |  | PTP-02
4642785 | U MI CIT | LEVEL 9 | IDF 9-334C | 9-315 | UNIV PATIENT RM | 4 | 9-315-07 | 3C | R2/SW1/3/31 | R2-C-40 | PT PHONE |  |  | R2-C-41 | WIRED SPARE |  |  | R2-C-42 | SPARE |  |  | R2-C-43 |  |  |  |  | CAPSULE P-P
4642864 | U MI CIT | LEVEL 9 | IDF 9-334C | 9-315 | UNIV PATIENT RM | 5 | 9-315-09 | TV4-NC | R2/SW1/3/30 | R2-C-44 | TELEVISION |  |  | R2-C-45 | WIRED SPARE |  |  | R2-C-46 | V-NURSING |  |  |  | WIRED SPARE | [7 empty] | NURSE CALL JACK
8212033 | U MI CIT | LEVEL 9 | IDF 9-334C | 9-315 | UNIV PATIENT RM | 6 | only 5 jacks | 3 |  |  | WORKSTATION |  |  |  | WIRED SPARE |  |  |  | SPARE
5101332 | U MI CIT | LEVEL 9 | IDF 9-334C | 9-315 | UNIV PATIENT RM | 9 | only 5 jacks | WAP |  |  | WAP |  |  |  | WAP SPARE
4660091 | U MI CIT | LEVEL 9 | IDF 9-334C | 9-319 | UNIV PATIENT RM | 1 | 9-319-01 | 3 | R2/SW1/3/26 | R2-D-22 | WIRED SPARE |  |  | R2-D-23 | WIRED SPARE |  |  | R2-D-24 | WIRED SPARE
4660077 | U MI CIT | LEVEL 9 | IDF 9-334C | 9-319 | UNIV PATIENT RM | 2 | 9-319-03 | PM | R2/SW1/4/3 | R2-D-25 | PHYSIO MONITOR |  |  | R2-D-26 | PHYSIO MONITOR |  |  | R2-D-27 | SPARE |  |  | R2-D-28 |  |  |  | PTP-01 | CAPSULE P-P |  |  | PTP-02 | CAPSULE
8983994 | U MI CIT | LEVEL 9 | IDF 9-334C | 9-319 | UNIV PATIENT RM | 3 | 9-319-05 | BAS | R2/SW1/2/21 | R2-D-29 | BMS |  |  | R2-D-30 | BMS |  |  | R2-D-31 | [7 empty] | PTP-01 |  |  |  | PTP-02
4660084 | U MI CIT | LEVEL 9 | IDF 9-334C | 9-319 | UNIV PATIENT RM | 4 | 9-319-07 | 3C | R2/SW1/2/20 | R2-D-32 | PT PHONE |  |  | R2-D-33 | WIRED SPARE |  |  | R2-D-34 | SPARE |  |  | R2-D-35 |  |  |  |  | CAPSULE P-P
4660105 | U MI CIT | LEVEL 9 | IDF 9-334C | 9-319 | UNIV PATIENT RM | 5 | 9-319-09 | TV4-NC | R2/SW1/2/19 | R2-D-36 | TELEVISION |  |  | R2-D-37 | WIRED SPARE |  |  | R2-D-38 | V-NURSING |  |  |  | WIRED SPARE | [7 empty] | NURSE CALL JACK
8212126 | U MI CIT | LEVEL 9 | IDF 9-334C | 9-319 | UNIV PATIENT RM | 6 | only 5 jacks | 3 |  |  | WORKSTATION |  |  |  | WIRED SPARE |  |  |  | SPARE
4660039 | U MI CIT | LEVEL 9 | IDF 9-334C | 9-321 | UNIV PATIENT RM | 1 | 9-321-01 | 3 | R2/SW1/2/36 | R2-D-42 | WIRED SPARE |  |  | R2-D-43 | WIRED SPARE |  |  | R2-D-44 | WIRED SPARE
4660025 | U MI CIT | LEVEL 9 | IDF 9-334C | 9-321 | UNIV PATIENT RM | 2 | 9-321-03 | PM | R2/SW1/4/44 | R2-D-45 | PHYSIO MONITOR |  |  | R2-D-46 | PHYSIO MONITOR |  |  | R2-D-47 | SPARE |  |  | R2-D-48 |  |  |  | PTP-01 | CAPSULE P-P |  |  | PTP-02 | CAPSULE
4660032 | U MI CIT | LEVEL 9 | IDF 9-334C | 9-321 | UNIV PATIENT RM | 3 | 9-321-05 | 3C | R2/SW1/2/18 | R2-E-01 | PT PHONE |  |  | R2-E-02 | WIRED SPARE |  |  | R2-E-03 | SPARE | [6 empty] | PTP-01 | CAPSULE P-P |  |  | PTP-02
4660053 | U MI CIT | LEVEL 9 | IDF 9-334C | 9-321 | UNIV PATIENT RM | 5 | 9-321-07 | TV4-NC | R2/SW1/2/17 | R2-E-04 | TELEVISION |  |  | R2-E-05 | WIRED SPARE |  |  | R2-E-06 | V-NURSING |  |  | R2-E-07 | WIRED SPARE | [7 empty] | NURSE CALL JACK
8212173 | U MI CIT | LEVEL 9 | IDF 9-334C | 9-321 | UNIV PATIENT RM | 6 | 9-321-09 | 3 | R2/SW1/2/16 | R2-E-08 | WORKSTATION |  |  | R2-E-09 | WIRED SPARE |  |  | R2-E-10 | SPARE
4659989 | U MI CIT | LEVEL 9 | IDF 9-334C | 9-323 | UNIV PATIENT RM | 1 | 9-323-01 | 3 | R2/SW1/2/35 | R2-E-14 | WIRED SPARE |  |  | R2-E-15 | WIRED SPARE |  |  | R2-E-16 | WIRED SPARE
4659975 | U MI CIT | LEVEL 9 | IDF 9-334C | 9-323 | UNIV PATIENT RM | 2 | 9-323-03 | PM | R2/SW1/4/43 | R2-E-17 | PHYSIO MONITOR |  |  | R2-E-18 | PHYSIO MONITOR |  |  | R2-E-19 | SPARE |  |  | R2-E-20 |  |  |  | PTP-01 | CAPSULE P-P |  |  | PTP-02 | CAPSULE
4659982 | U MI CIT | LEVEL 9 | IDF 9-334C | 9-323 | UNIV PATIENT RM | 3 | 9-323-05 | 3C | R2/SW1/2/34 | R2-E-21 | PT PHONE |  |  | R2-E-22 | WIRED SPARE |  |  | R2-E-23 | SPARE | [6 empty] | PTP-01 | CAPSULE P-P |  |  | PTP-02
4660003 | U MI CIT | LEVEL 9 | IDF 9-334C | 9-323 | UNIV PATIENT RM | 5 | 9-323-07 | TV4-NC | R2/SW1/2/33 | R2-E-24 | TELEVISION |  |  | R2-E-25 | WIRED SPARE |  |  | R2-E-26 | V-NURSING |  |  | R2-E-27 | WIRED SPARE | [7 empty] | NURSE CALL JACK
8212205 | U MI CIT | LEVEL 9 | IDF 9-334C | 9-323 | UNIV PATIENT RM | 6 | 9-323-09 | 3 | R2/SW1/2/14 | R2-E-28 | WORKSTATION |  |  | R2-E-29 | WIRED SPARE |  |  | R2-E-30 | SPARE
5101196 | U MI CIT | LEVEL 9 | IDF 9-334C | 9-323 | UNIV PATIENT RM | 9 | ONLY 5 JACKS | WAP |  |  | WAP |  |  |  | WAP SPARE
4659937 | U MI CIT | LEVEL 9 | IDF 9-334C | 9-325 | UNIV PATIENT RM | 1 | 9-325-01 | 3 | R2/SW1/2/12 | R2-G-32 | WIRED SPARE |  |  | R2-G-33 | WIRED SPARE |  |  | R2-G-34 | WIRED SPARE
4659923 | U MI CIT | LEVEL 9 | IDF 9-334C | 9-325 | UNIV PATIENT RM | 2 | 9-325-03 | PM | R2/SW1/4/42 | LABELS/JACKSMESSED UP | PHYSIO MONITOR |  |  |  | PHYSIO MONITOR |  |  |  | SPARE | [6 empty] | PTP-01 | CAPSULE P-P |  |  | PTP-02 | CAPSULE
4659930 | U MI CIT | LEVEL 9 | IDF 9-334C | 9-325 | UNIV PATIENT RM | 3 | 9-325-05 | 3C | R2/SW1/2/32 | R2-E-41 | PT PHONE |  |  | R2-E-42 | WIRED SPARE |  |  | R2-E-43 | SPARE | [6 empty] | PTP-01 | CAPSULE P-P |  |  | PTP-02
4659951 | U MI CIT | LEVEL 9 | IDF 9-334C | 9-325 | UNIV PATIENT RM | 5 | 9-325-07 | TV4-NC | R2/SW1/2/31 | R2-E-44 | TELEVISION |  |  | R2-E-45 | WIRED SPARE |  |  | R2-E-46 | V-NURSING |  |  | R2-E-47 | WIRED SPARE | [7 empty] | NURSE CALL JACK
8212235 | U MI CIT | LEVEL 9 | IDF 9-334C | 9-325 | UNIV PATIENT RM | 6 | 9-325-09 | 3 | R2/SW1/2/30 | R2-E-48 | WORKSTATION |  |  | R2-F-01 | WIRED SPARE |  |  | R2-F-02 | SPARE
4659885 | U MI CIT | LEVEL 9 | IDF 9-438C | 9-327 | UNIV PATIENT RM | 1 | 9-327-01 | 3 | R2/SW1/1/48 | R2-H-07 | WIRED SPARE |  |  | R2-H-08 | WIRED SPARE |  |  | R2-H-09 | WIRED SPARE
4659871 | U MI CIT | LEVEL 9 | IDF 9-438C | 9-327 | UNIV PATIENT RM | 2 | 9-327-03 | 3C | R2/SW1/7/7 | R2-H-10 | PT PHONE |  |  | R2-H-11 | WIRED SPARE |  |  | R2-H-12 | SPARE |  |  | R2-H-13 |  |  |  | PTP-01 | CAPSULE P-P |  |  | PTP-02 | CAPSULE
4659878 | U MI CIT | LEVEL 9 | IDF 9-438C | 9-327 | UNIV PATIENT RM | 3 | 9-327-05 | TV4-NC | R2/SW1/6/43 | R2-H-21 | TELEVISION |  |  | R2-H-22 | WIRED SPARE |  |  | R2-H-23 | V-NURSING | [6 empty] | PTP-01 | CAPSULE P-P |  |  | PTP-02
4659899 | U MI CIT | LEVEL 9 | IDF 9-438C | 9-327 | UNIV PATIENT RM | 5 | 9-327-07 | 3C | R2/SW1/6/44 | R2-H-17 | PT PHONE |  |  | R2-H-18 | WIRED SPARE |  |  | R2-H-19 | SPARE |  |  | R2-H-20 | WIRED SPARE | [7 empty] | NURSE CALL JACK
8212275 | U MI CIT | LEVEL 9 | IDF 9-438C | 9-327 | UNIV PATIENT RM | 6 | 9-327-09 | TV4-NC | R2/SW1/6/45 | R2-H-21 | TELEVISION |  |  | R2-H-22 | WIRED SPARE |  |  | R2-H-23 | V-NURSING
4659835 | U MI CIT | LEVEL 9 | IDF 9-438C | 9-329 | UNIV PATIENT RM | 1 | 9-329-01 | 3 | R2/SW1/6/22 |  | WIRED SPARE |  |  |  | WIRED SPARE |  |  |  | WIRED SPARE
4659821 | U MI CIT | LEVEL 9 | IDF 9-438C | 9-329 | UNIV PATIENT RM | 2 | 9-329-03 | PM | R2/SW1/7/37 |  | PHYSIO MONITOR |  |  |  | PHYSIO MONITOR |  |  |  | SPARE | [7 empty] | CAPSULE P-P |  |  |  | CAPSULE
4659828 | U MI CIT | LEVEL 9 | IDF 9-438C | 9-329 | UNIV PATIENT RM | 3 | 9-329-05 | 3C | R2/SW1/6/41 |  | PT PHONE |  |  |  | WIRED SPARE |  |  |  | SPARE | [7 empty] | CAPSULE P-P
4659849 | U MI CIT | LEVEL 9 | IDF 9-438C | 9-329 | UNIV PATIENT RM | 5 | 9-329-07 | TV4-NC | R2/SW1/6/42 |  | TELEVISION |  |  |  | WIRED SPARE |  |  |  | V-NURSING |  |  |  | WIRED SPARE | [7 empty] | NURSE CALL JACK
8212325 | U MI CIT | LEVEL 9 | IDF 9-438C | 9-329 | UNIV PATIENT RM | 6 | 9-329-09 | 3 | R2/SW1/6/23 |  | WORKSTATION |  |  |  | WIRED SPARE |  |  |  | SPARE
5101181 | U MI CIT | LEVEL 9 | IDF 9-438C | 9-329 | UNIV PATIENT RM | 9 | 9-329-15 | WAP |  |  | WAP |  |  |  | WAP SPARE
4640742 | U MI CIT | LEVEL 9 | IDF 9-438C | 9-331 | UNIV PATIENT RM | 1 | 9-331-01 | 3 | R2/SW1/6/39 |  | WIRED SPARE |  |  |  | WIRED SPARE |  |  |  | WIRED SPARE
8212477 | U MI CIT | LEVEL 9 | IDF 9-438C | 9-331 | UNIV PATIENT RM | 6 | 9-331-11 | 3 |  |  | WORKSTATION |  |  |  | WIRED SPARE |  |  |  | SPARE
4640718 | U MI CIT | LEVEL 9 | IDF 9-438C | 9-331 | UNIV PATIENT RM | 3 | 9-331-05 | 3C | R2/SW1/6/40 |  | PT PHONE |  |  |  | WIRED SPARE |  |  |  | SPARE | [7 empty] | CAPSULE P-P
4640710 | U MI CIT | LEVEL 9 | IDF 9-438C | 9-331 | UNIV PATIENT RM | 2 | 9-331-03 | PM | R2/SW1/7/38 |  | PHYSIO MONITOR |  |  |  | PHYSIO MONITOR |  |  |  | SPARE | [7 empty] | CAPSULE P-P |  |  |  | CAPSULE
4658165 | U MI CIT | LEVEL 9 | IDF 9-438C | 9-331 | UNIV PATIENT RM | 5 | 9-331-09 | TV4-NC | R2/SW1/6/30 |  | TELEVISION |  |  |  | WIRED SPARE |  |  |  | V-NURSING |  |  |  | WIRED SPARE | [7 empty] | NURSE CALL JACK
6623992 | U MI CIT | LEVEL 9 | IDF 9-438C | 9-401 | UNIV PATIENT RM | 1 | 9-401-01 | 3 | R2/SW1/6/35 |  | WIRED SPARE |  |  |  | WIRED SPARE |  |  |  | WIRED SPARE
4657124 | U MI CIT | LEVEL 9 | IDF 9-438C | 9-401 | UNIV PATIENT RM | 2 | 9-401-03 | PM | R2/SW1/7/6 |  | PHYSIO MONITOR |  |  |  | PHYSIO MONITOR |  |  |  | SPARE | [7 empty] | CAPSULE P-P |  |  |  | CAPSULE
6623972 | U MI CIT | LEVEL 9 | IDF 9-438C | 9-401 | UNIV PATIENT RM | 3 | 9-401-05 | 3C | R2/SW1/6/13 |  | PT PHONE |  |  |  | WIRED SPARE |  |  |  | SPARE | [7 empty] | CAPSULE P-P
4657180 | U MI CIT | LEVEL 9 | IDF 9-438C | 9-401 | UNIV PATIENT RM | 5 | 9-401-07 | TV4-NC | R2/SW1/6/14 |  | TELEVISION |  |  |  | WIRED SPARE |  |  |  | V-NURSING |  |  |  | WIRED SPARE | [7 empty] | NURSE CALL JACK
8209539 | U MI CIT | LEVEL 9 | IDF 9-438C | 9-401 | UNIV PATIENT RM | 6 | 9-401-09 | 3 | R2/SW1/6/36 |  | WORKSTATION |  |  |  | WIRED SPARE |  |  |  | SPARE
6624140 | U MI CIT | LEVEL 9 | IDF 9-438C | 9-403 | UNIV PATIENT RM | 1 | 9-403-01 | 3 | R2/SW1/6/11 |  | WIRED SPARE |  |  |  | WIRED SPARE |  |  |  | WIRED SPARE
4657116 | U MI CIT | LEVEL 9 | IDF 9-438C | 9-403 | UNIV PATIENT RM | 2 | 9-403-03 | PM | R2/SW1/7/5 |  | PHYSIO MONITOR |  |  |  | PHYSIO MONITOR |  |  |  | SPARE | [7 empty] | CAPSULE P-P |  |  |  | CAPSULE
6624133 | U MI CIT | LEVEL 9 | IDF 9-438C | 9-403 | UNIV PATIENT RM | 3 | 9-403-05 | 3C | R2/SW1/6/12 |  | PT PHONE |  |  |  | WIRED SPARE |  |  |  | SPARE | [7 empty] | CAPSULE P-P
4657172 | U MI CIT | LEVEL 9 | IDF 9-438C | 9-403 | UNIV PATIENT RM | 5 | 9-403-07 | TV4-NC | R2/SW1/6/32 |  | TELEVISION |  |  |  | WIRED SPARE |  |  |  | V-NURSING |  |  |  | WIRED SPARE | [7 empty] | NURSE CALL JACK
8209471 | U MI CIT | LEVEL 9 | IDF 9-438C | 9-403 | UNIV PATIENT RM | 6 | 9-403-09 | 3 | R2/SW1/6/33 |  | WORKSTATION |  |  |  | WIRED SPARE |  |  |  | SPARE
6624161 | U MI CIT | LEVEL 9 | IDF 9-438C | 9-405 | UNIV PATIENT RM | 1 | 9-405-01 | 3 | R2/SW1/6/10 |  | WIRED SPARE |  |  |  | WIRED SPARE |  |  |  | WIRED SPARE
4657108 | U MI CIT | LEVEL 9 | IDF 9-438C | 9-405 | UNIV PATIENT RM | 2 | 9-405-03 | PM | R2/SW1/7/4 |  | PHYSIO MONITOR |  |  |  | PHYSIO MONITOR |  |  |  | SPARE | [7 empty] | CAPSULE P-P |  |  |  | CAPSULE
6624154 | U MI CIT | LEVEL 9 | IDF 9-438C | 9-405 | UNIV PATIENT RM | 3 | 9-405-05 | 3C | R2/SW1/6/28 |  | PT PHONE |  |  |  | WIRED SPARE |  |  |  | SPARE | [7 empty] | CAPSULE P-P
4657164 | U MI CIT | LEVEL 9 | IDF 9-438C | 9-405 | UNIV PATIENT RM | 5 | 9-405-09 | TV4-NC | R2/SW1/6/30 |  | TELEVISION |  |  |  | WIRED SPARE |  |  |  | V-NURSING |  |  |  | WIRED SPARE | [7 empty] | NURSE CALL JACK
8209417 | U MI CIT | LEVEL 9 | IDF 9-438C | 9-405 | UNIV PATIENT RM | 6 | 9-405-11 | 3 |  |  | WORKSTATION |  |  |  | WIRED SPARE |  |  |  | SPARE
5102837 | U MI CIT | LEVEL 9 | IDF 9-438C | 9-405 | UNIV PATIENT RM | 9 | 9-405-15 | WAP |  |  | WAP |  |  |  | WAP SPARE
6624182 | U MI CIT | LEVEL 9 | IDF 9-438C | 9-407 | UNIV PATIENT RM | 1 | 9-407-01 | 3 | R2/SW1/6/7 |  | WIRED SPARE |  |  |  | WIRED SPARE |  |  |  | WIRED SPARE
4657100 | U MI CIT | LEVEL 9 | IDF 9-438C | 9-407 | UNIV PATIENT RM | 2 |  | PM |  |  | PHYSIO MONITOR |  |  |  | PHYSIO MONITOR |  |  |  | SPARE | [7 empty] | CAPSULE P-P |  |  |  | CAPSULE
8983807 | U MI CIT | LEVEL 9 | IDF 9-438C | 9-407 | UNIV PATIENT RM | 3 |  | BAS |  |  | BMS |  |  |  | BMS
6624175 | U MI CIT | LEVEL 9 | IDF 9-438C | 9-407 | UNIV PATIENT RM | 4 |  | 3C |  |  | PT PHONE |  |  |  | WIRED SPARE |  |  |  | SPARE | [7 empty] | CAPSULE P-P
4657156 | U MI CIT | LEVEL 9 | IDF 9-438C | 9-407 | UNIV PATIENT RM | 5 |  | TV4-NC |  |  | TELEVISION |  |  |  | WIRED SPARE |  |  |  | V-NURSING |  |  |  | WIRED SPARE | [7 empty] | NURSE CALL JACK
8209379 | U MI CIT | LEVEL 9 | IDF 9-438C | 9-407 | UNIV PATIENT RM | 6 |  | 3 |  |  | WORKSTATION |  |  |  | WIRED SPARE |  |  |  | SPARE
6624203 | U MI CIT | LEVEL 9 | IDF 9-438C | 9-409 | UNIV PATIENT RM | 1 |  | 3 |  |  | WIRED SPARE |  |  |  | WIRED SPARE |  |  |  | WIRED SPARE
4657092 | U MI CIT | LEVEL 9 | IDF 9-438C | 9-409 | UNIV PATIENT RM | 2 |  | PM |  |  | PHYSIO MONITOR |  |  |  | PHYSIO MONITOR |  |  |  | SPARE | [7 empty] | CAPSULE P-P |  |  |  | CAPSULE
8983667 | U MI CIT | LEVEL 9 | IDF 9-438C | 9-409 | UNIV PATIENT RM | 3 |  | BAS |  |  | BMS |  |  |  | BMS
6624196 | U MI CIT | LEVEL 9 | IDF 9-438C | 9-409 | UNIV PATIENT RM | 4 |  | 3C |  |  | PT PHONE |  |  |  | WIRED SPARE |  |  |  | SPARE | [7 empty] | CAPSULE P-P
4657148 | U MI CIT | LEVEL 9 | IDF 9-438C | 9-409 | UNIV PATIENT RM | 5 |  | TV4-NC |  |  | TELEVISION |  |  |  | WIRED SPARE |  |  |  | V-NURSING |  |  |  | WIRED SPARE | [7 empty] | NURSE CALL JACK
8209347 | U MI CIT | LEVEL 9 | IDF 9-438C | 9-409 | UNIV PATIENT RM | 6 |  | 3 |  |  | WORKSTATION |  |  |  | WIRED SPARE |  |  |  | SPARE
6624603 | U MI CIT | LEVEL 9 | IDF 9-438C | 9-411 | UNIV PATIENT RM | 1 |  | 3 |  |  | WIRED SPARE |  |  |  | WIRED SPARE |  |  |  | WIRED SPARE
4657084 | U MI CIT | LEVEL 9 | IDF 9-438C | 9-411 | UNIV PATIENT RM | 2 |  | PM |  |  | PHYSIO MONITOR |  |  |  | PHYSIO MONITOR |  |  |  | SPARE | [7 empty] | CAPSULE P-P |  |  |  | CAPSULE
6624583 | U MI CIT | LEVEL 9 | IDF 9-438C | 9-411 | UNIV PATIENT RM | 3 |  | 3C |  |  | PT PHONE |  |  |  | WIRED SPARE |  |  |  | SPARE | [7 empty] | CAPSULE P-P
4657140 | U MI CIT | LEVEL 9 | IDF 9-438C | 9-411 | UNIV PATIENT RM | 5 |  | TV4-NC |  |  | TELEVISION |  |  |  | WIRED SPARE |  |  |  | V-NURSING |  |  |  | WIRED SPARE | [7 empty] | NURSE CALL JACK
8209309 | U MI CIT | LEVEL 9 | IDF 9-438C | 9-411 | UNIV PATIENT RM | 6 |  | 3 |  |  | WORKSTATION |  |  |  | WIRED SPARE |  |  |  | SPARE
5102582 | U MI CIT | LEVEL 9 | IDF 9-438C | 9-411 | UNIV PATIENT RM | 9 |  | WAP |  |  | WAP |  |  |  | WAP SPARE
4668338 | U MI CIT | LEVEL 9 | IDF 9-438C | 9-503 | UNIV PATIENT RM | 1 |  | 3 |  |  | WIRED SPARE |  |  |  | WIRED SPARE |  |  |  | WIRED SPARE
4668346 | U MI CIT | LEVEL 9 | IDF 9-438C | 9-503 | UNIV PATIENT RM | 2 |  | PM |  |  | PHYSIO MONITOR |  |  |  | PHYSIO MONITOR |  |  |  | SPARE | [7 empty] | CAPSULE P-P |  |  |  | CAPSULE
8983403 | U MI CIT | LEVEL 9 | IDF 9-438C | 9-503 | UNIV PATIENT RM | 3 |  | BAS |  |  | BMS |  |  |  | BMS
4668354 | U MI CIT | LEVEL 9 | IDF 9-438C | 9-503 | UNIV PATIENT RM | 4 |  | 3C |  |  | PT PHONE |  |  |  | WIRED SPARE |  |  |  | SPARE | [7 empty] | CAPSULE P-P
4668259 | U MI CIT | LEVEL 9 | IDF 9-438C | 9-503 | UNIV PATIENT RM | 5 |  | TV4-NC |  |  | TELEVISION |  |  |  | WIRED SPARE |  |  |  | V-NURSING |  |  |  | WIRED SPARE | [7 empty] | NURSE CALL JACK
8210897 | U MI CIT | LEVEL 9 | IDF 9-438C | 9-503 | UNIV PATIENT RM | 6 |  | 3 |  |  | WORKSTATION |  |  |  | WIRED SPARE |  |  |  | SPARE
4668228 | U MI CIT | LEVEL 9 | IDF 9-438C | 9-505 | UNIV PATIENT RM | 1 |  | 3 |  |  | WIRED SPARE |  |  |  | WIRED SPARE |  |  |  | WIRED SPARE
4668236 | U MI CIT | LEVEL 9 | IDF 9-438C | 9-505 | UNIV PATIENT RM | 2 |  | PM |  |  | PHYSIO MONITOR |  |  |  | PHYSIO MONITOR |  |  |  | SPARE | [7 empty] | CAPSULE P-P |  |  |  | CAPSULE
4668244 | U MI CIT | LEVEL 9 | IDF 9-438C | 9-505 | UNIV PATIENT RM | 3 |  | 3C |  |  | PT PHONE |  |  |  | WIRED SPARE |  |  |  | SPARE | [7 empty] | CAPSULE P-P
4668204 | U MI CIT | LEVEL 9 | IDF 9-438C | 9-505 | UNIV PATIENT RM | 5 |  | TV4-NC |  |  | TELEVISION |  |  |  | WIRED SPARE |  |  |  | V-NURSING |  |  |  | WIRED SPARE | [7 empty] | NURSE CALL JACK
8210865 | U MI CIT | LEVEL 9 | IDF 9-438C | 9-505 | UNIV PATIENT RM | 6 |  | 3 |  |  | WORKSTATION |  |  |  | WIRED SPARE |  |  |  | SPARE
5102366 | U MI CIT | LEVEL 9 | IDF 9-438C | 9-505 | UNIV PATIENT RM | 9 |  | WAP |  |  | WAP |  |  |  | WAP SPARE
4668173 | U MI CIT | LEVEL 9 | IDF 9-438C | 9-507 | UNIV PATIENT RM | 1 |  | 3 |  |  | WIRED SPARE |  |  |  | WIRED SPARE |  |  |  | WIRED SPARE
4668181 | U MI CIT | LEVEL 9 | IDF 9-438C | 9-507 | UNIV PATIENT RM | 2 |  | PM |  |  | PHYSIO MONITOR |  |  |  | PHYSIO MONITOR |  |  |  | SPARE | [7 empty] | CAPSULE P-P |  |  |  | CAPSULE
4668189 | U MI CIT | LEVEL 9 | IDF 9-438C | 9-507 | UNIV PATIENT RM | 3 |  | 3C |  |  | PT PHONE |  |  |  | WIRED SPARE |  |  |  | SPARE | [7 empty] | CAPSULE P-P
4668149 | U MI CIT | LEVEL 9 | IDF 9-438C | 9-507 | UNIV PATIENT RM | 5 |  | TV4-NC |  |  | TELEVISION |  |  |  | WIRED SPARE |  |  |  | V-NURSING |  |  |  | WIRED SPARE | [7 empty] | NURSE CALL JACK
8210817 | U MI CIT | LEVEL 9 | IDF 9-438C | 9-507 | UNIV PATIENT RM | 6 |  | 3 |  |  | WORKSTATION |  |  |  | WIRED SPARE |  |  |  | SPARE
4668118 | U MI CIT | LEVEL 9 | IDF 9-438C | 9-509 | UNIV PATIENT RM | 1 |  | 3 |  |  | WIRED SPARE |  |  |  | WIRED SPARE |  |  |  | WIRED SPARE
4668126 | U MI CIT | LEVEL 9 | IDF 9-438C | 9-509 | UNIV PATIENT RM | 2 |  | PM |  |  | PHYSIO MONITOR |  |  |  | PHYSIO MONITOR |  |  |  | SPARE | [7 empty] | CAPSULE P-P |  |  |  | CAPSULE
4668134 | U MI CIT | LEVEL 9 | IDF 9-438C | 9-509 | UNIV PATIENT RM | 3 |  | 3C |  |  | PT PHONE |  |  |  | WIRED SPARE |  |  |  | SPARE | [7 empty] | CAPSULE P-P
4668102 | U MI CIT | LEVEL 9 | IDF 9-438C | 9-509 | UNIV PATIENT RM | 4 |  | 1 |  |  | WIRED SPARE
4668094 | U MI CIT | LEVEL 9 | IDF 9-438C | 9-509 | UNIV PATIENT RM | 5 |  | TV4-NC |  |  | TELEVISION |  |  |  | WIRED SPARE |  |  |  | V-NURSING |  |  |  | WIRED SPARE | [7 empty] | NURSE CALL JACK
8210745 | U MI CIT | LEVEL 9 | IDF 9-438C | 9-509 | UNIV PATIENT RM | 7 |  | 3 |  |  | WORKSTATION |  |  |  | WIRED SPARE |  |  |  | SPARE
4668063 | U MI CIT | LEVEL 9 | IDF 9-438C | 9-511 | UNIV PATIENT RM | 1 |  | 3 |  |  | WIRED SPARE |  |  |  | WIRED SPARE |  |  |  | WIRED SPARE
4668071 | U MI CIT | LEVEL 9 | IDF 9-438C | 9-511 | UNIV PATIENT RM | 2 |  | PM |  |  | PHYSIO MONITOR |  |  |  | PHYSIO MONITOR |  |  |  | SPARE | [7 empty] | CAPSULE P-P |  |  |  | CAPSULE
4668079 | U MI CIT | LEVEL 9 | IDF 9-438C | 9-511 | UNIV PATIENT RM | 3 |  | 3C |  |  | PT PHONE |  |  |  | WIRED SPARE |  |  |  | SPARE | [7 empty] | CAPSULE P-P
4668039 | U MI CIT | LEVEL 9 | IDF 9-438C | 9-511 | UNIV PATIENT RM | 5 |  | TV4-NC |  |  | TELEVISION |  |  |  | WIRED SPARE |  |  |  | V-NURSING |  |  |  | WIRED SPARE | [7 empty] | NURSE CALL JACK
8210665 | U MI CIT | LEVEL 9 | IDF 9-438C | 9-511 | UNIV PATIENT RM | 6 |  | 3 |  |  | WORKSTATION |  |  |  | WIRED SPARE |  |  |  | SPARE
4668004 | U MI CIT | LEVEL 9 | IDF 9-334C | 9-513 | UNIV PATIENT RM | 1 |  | 3 |  |  | WIRED SPARE |  |  |  | WIRED SPARE |  |  |  | WIRED SPARE
4668012 | U MI CIT | LEVEL 9 | IDF 9-334C | 9-513 | UNIV PATIENT RM | 2 |  | PM |  |  | PHYSIO MONITOR |  |  |  | PHYSIO MONITOR |  |  |  | SPARE | [7 empty] | CAPSULE P-P |  |  |  | CAPSULE
4668020 | U MI CIT | LEVEL 9 | IDF 9-334C | 9-513 | UNIV PATIENT RM | 3 |  | 3C |  |  | PT PHONE |  |  |  | WIRED SPARE |  |  |  | SPARE | [7 empty] | CAPSULE P-P
4667980 | U MI CIT | LEVEL 9 | IDF 9-334C | 9-513 | UNIV PATIENT RM | 5 |  | TV4-NC |  |  | TELEVISION |  |  |  | WIRED SPARE |  |  |  | V-NURSING |  |  |  | WIRED SPARE | [7 empty] | NURSE CALL JACK
8210603 | U MI CIT | LEVEL 9 | IDF 9-334C | 9-513 | UNIV PATIENT RM | 6 |  | 3 |  |  | WORKSTATION |  |  |  | WIRED SPARE |  |  |  | SPARE
5102351 | U MI CIT | LEVEL 9 | IDF 9-334C | 9-513 | UNIV PATIENT RM | 7 |  | WAP |  |  | WAP |  |  |  | WAP SPARE
4667949 | U MI CIT | LEVEL 9 | IDF 9-334C | 9-515 | UNIV PATIENT RM | 1 |  | 3 |  |  | WIRED SPARE |  |  |  | WIRED SPARE |  |  |  | WIRED SPARE
8210481 | U MI CIT | LEVEL 9 | IDF 9-334C | 9-515 | UNIV PATIENT RM | 6 |  | 3 |  |  | WORKSTATION |  |  |  | WIRED SPARE |  |  |  | SPARE
4667965 | U MI CIT | LEVEL 9 | IDF 9-334C | 9-515 | UNIV PATIENT RM | 3 |  | 3C |  |  | PT PHONE |  |  |  | WIRED SPARE |  |  |  | SPARE | [7 empty] | CAPSULE P-P
4667957 | U MI CIT | LEVEL 9 | IDF 9-334C | 9-515 | UNIV PATIENT RM | 2 |  | PM |  |  | PHYSIO MONITOR |  |  |  | PHYSIO MONITOR |  |  |  | SPARE | [7 empty] | CAPSULE P-P |  |  |  | CAPSULE
4667925 | U MI CIT | LEVEL 9 | IDF 9-334C | 9-515 | UNIV PATIENT RM | 5 |  | TV4-NC |  |  | TELEVISION |  |  |  | WIRED SPARE |  |  |  | V-NURSING |  |  |  | WIRED SPARE | [7 empty] | NURSE CALL JACK
4645928 | U MI CIT | LEVEL 9 | IDF 9-122C | 9-117 | UNIV PATIENT RM ADA | 1 |  | 3 |  |  | WIRED SPARE |  |  |  | WIRED SPARE |  |  |  | WIRED SPARE
4645912 | U MI CIT | LEVEL 9 | IDF 9-122C | 9-117 | UNIV PATIENT RM ADA | 2 |  | PM |  |  | PHYSIO MONITOR |  |  |  | PHYSIO MONITOR |  |  |  | SPARE | [7 empty] | CAPSULE P-P |  |  |  | CAPSULE
4645904 | U MI CIT | LEVEL 9 | IDF 9-122C | 9-117 | UNIV PATIENT RM ADA | 3 |  | 3C |  |  | PT PHONE |  |  |  | WIRED SPARE |  |  |  | SPARE | [7 empty] | CAPSULE P-P
4645888 | U MI CIT | LEVEL 9 | IDF 9-122C | 9-117 | UNIV PATIENT RM ADA | 4 |  | TV4-NC |  |  | TELEVISION |  |  |  | WIRED SPARE |  |  |  | V-NURSING |  |  |  | WIRED SPARE | [7 empty] | NURSE CALL JACK
8216120 | U MI CIT | LEVEL 9 | IDF 9-122C | 9-117 | UNIV PATIENT RM ADA | 6 |  | 3 |  |  | WORKSTATION |  |  |  | WIRED SPARE |  |  |  | SPARE
5102257 | U MI CIT | LEVEL 9 | IDF 9-122C | 9-117 | UNIV PATIENT RM ADA | 9 |  | WAP |  |  | WAP |  |  |  | WAP SPARE
4643862 | U MI CIT | LEVEL 9 | IDF 9-122C | 9-211 | UNIV PATIENT RM ADA | 1 |  | 3 |  |  | WIRED SPARE |  |  |  | WIRED SPARE |  |  |  | WIRED SPARE
4643940 | U MI CIT | LEVEL 9 | IDF 9-122C | 9-211 | UNIV PATIENT RM ADA | 2 |  | PM |  |  | PHYSIO MONITOR |  |  |  | PHYSIO MONITOR |  |  |  | SPARE | [7 empty] | CAPSULE P-P |  |  |  | CAPSULE
4644018 | U MI CIT | LEVEL 9 | IDF 9-122C | 9-211 | UNIV PATIENT RM ADA | 3 |  | 3C |  |  | PT PHONE |  |  |  | WIRED SPARE |  |  |  | SPARE | [7 empty] | CAPSULE P-P
4644104 | U MI CIT | LEVEL 9 | IDF 9-122C | 9-211 | UNIV PATIENT RM ADA | 5 |  | TV4-NC |  |  | TELEVISION |  |  |  | WIRED SPARE |  |  |  | V-NURSING |  |  |  | WIRED SPARE | [7 empty] | NURSE CALL JACK
8215371 | U MI CIT | LEVEL 9 | IDF 9-122C | 9-211 | UNIV PATIENT RM ADA | 6 |  | 3 |  |  | WORKSTATION |  |  |  | WIRED SPARE |  |  |  | SPARE
5101894 | U MI CIT | LEVEL 9 | IDF 9-122C | 9-211 | UNIV PATIENT RM ADA | 9 |  | WAP |  |  | WAP |  |  |  | WAP SPARE
6624726 | U MI CIT | LEVEL 9 | IDF 9-438C | 9-413 | UNIV PATIENT RM ADA | 1 |  | 3 |  |  | WIRED SPARE |  |  |  | WIRED SPARE |  |  |  | WIRED SPARE
4657076 | U MI CIT | LEVEL 9 | IDF 9-438C | 9-413 | UNIV PATIENT RM ADA | 2 |  | PM |  |  | PHYSIO MONITOR |  |  |  | PHYSIO MONITOR |  |  |  | SPARE | [7 empty] | CAPSULE P-P |  |  |  | CAPSULE
6624706 | U MI CIT | LEVEL 9 | IDF 9-438C | 9-413 | UNIV PATIENT RM ADA | 3 |  | 3C |  |  | PT PHONE |  |  |  | WIRED SPARE |  |  |  | SPARE | [7 empty] | CAPSULE P-P
4657132 | U MI CIT | LEVEL 9 | IDF 9-438C | 9-413 | UNIV PATIENT RM ADA | 5 |  | TV4-NC |  |  | TELEVISION |  |  |  | WIRED SPARE |  |  |  | V-NURSING |  |  |  | WIRED SPARE | [7 empty] | NURSE CALL JACK
8209151 | U MI CIT | LEVEL 9 | IDF 9-438C | 9-413 | UNIV PATIENT RM ADA | 6 |  | 3 |  |  | WORKSTATION |  |  |  | WIRED SPARE |  |  |  | SPARE
4648344 | U MI CIT | LEVEL 9 | IDF 9-334C | 9-517 | UNIV PATIENT RM ADA | 1 |  | 3 |  |  | WIRED SPARE |  |  |  | WIRED SPARE |  |  |  | WIRED SPARE
4648432 | U MI CIT | LEVEL 9 | IDF 9-334C | 9-517 | UNIV PATIENT RM ADA | 2 |  | PM |  |  | PHYSIO MONITOR |  |  |  | PHYSIO MONITOR |  |  |  | SPARE | [7 empty] | CAPSULE P-P |  |  |  | CAPSULE
4648524 | U MI CIT | LEVEL 9 | IDF 9-334C | 9-517 | UNIV PATIENT RM ADA | 3 |  | 3C |  |  | PT PHONE |  |  |  | WIRED SPARE |  |  |  | SPARE | [7 empty] | CAPSULE P-P
4647627 | U MI CIT | LEVEL 9 | IDF 9-334C | 9-517 | UNIV PATIENT RM ADA | 5 |  | TV4-NC |  |  | TELEVISION |  |  |  | WIRED SPARE |  |  |  | V-NURSING |  |  |  | WIRED SPARE | [7 empty] | NURSE CALL JACK
8210984 | U MI CIT | LEVEL 9 | IDF 9-334C | 9-517 | UNIV PATIENT RM ADA | 6 |  | 3 |  |  | WORKSTATION |  |  |  | WIRED SPARE |  |  |  | SPARE